## voltage
New Load.138236B0 phases=2 Bus1=SX2673305B.1.2 kv=0.208 status=variable model=1 conn=wye kW=3.89 pf=0.97 Vminpu=.88 | New Monitor.linhaPV_Tpx138236B0_voltage element=line.Tpx138236B0 terminal=1 mode=0
New Load.138237B0 phases=2 Bus1=SX3048196B.1.2 kv=0.208 status=variable model=1 conn=wye kW=5.84 pf=0.97 Vminpu=.88 | New Monitor.linhaPV_Tpx138237B0_voltage element=line.Tpx138237B0 terminal=1 mode=0
New Load.138258C0 phases=2 Bus1=SX2991911C.1.2 kv=0.208 status=variable model=1 conn=wye kW=6.10 pf=0.97 Vminpu=.88 | New Monitor.linhaPV_Tpx138258C0_voltage element=line.Tpx138258C0 terminal=1 mode=0
New Load.138259C0 phases=2 Bus1=SX2973158C.1.2 kv=0.208 status=variable model=1 conn=wye kW=6.10 pf=0.97 Vminpu=.88 | New Monitor.linhaPV_Tpx138259C0_voltage element=line.Tpx138259C0 terminal=1 mode=0
New Load.138260A0 phases=2 Bus1=SX3048208A.1.2 kv=0.208 status=variable model=1 conn=wye kW=5.32 pf=0.97 Vminpu=.88 | New Monitor.linhaPV_Tpx138260A0_voltage element=line.Tpx138260A0 terminal=1 mode=0
New Load.138262A0 phases=2 Bus1=SX3029502A.1.2 kv=0.208 status=variable model=1 conn=wye kW=17.74 pf=0.97 Vminpu=.88 | New Monitor.linhaPV_Tpx138262A0_voltage element=line.Tpx138262A0 terminal=1 mode=0
New Load.138264B0 phases=2 Bus1=SX3104125B.1.2 kv=0.208 status=variable model=1 conn=wye kW=9.73 pf=0.97 Vminpu=.88 | New Monitor.linhaPV_Tpx138264B0_voltage element=line.Tpx138264B0 terminal=1 mode=0
New Load.138265A0 phases=2 Bus1=SX3160107A.1.2 kv=0.208 status=variable model=1 conn=wye kW=8.87 pf=0.97 Vminpu=.88 | New Monitor.linhaPV_Tpx138265A0_voltage element=line.Tpx138265A0 terminal=1 mode=0
New Load.138294B0 phases=2 Bus1=SX2785516B.1.2 kv=0.208 status=variable model=1 conn=wye kW=5.84 pf=0.97 Vminpu=.88 | New Monitor.linhaPV_Tpx138294B0_voltage element=line.Tpx138294B0 terminal=1 mode=0
New Load.138313A0 phases=2 Bus1=SX3141400A.1.2 kv=0.208 status=variable model=1 conn=wye kW=3.55 pf=0.97 Vminpu=.88 | New Monitor.linhaPV_Tpx138313A0_voltage element=line.Tpx138313A0 terminal=1 mode=0
New Load.138342C0 phases=2 Bus1=SX2897775C.1.2 kv=0.208 status=variable model=1 conn=wye kW=10.17 pf=0.97 Vminpu=.88 | New Monitor.linhaPV_Tpx138342C0_voltage element=line.Tpx138342C0 terminal=1 mode=0
New Load.138343C0 phases=2 Bus1=SX3010565C.1.2 kv=0.208 status=variable model=1 conn=wye kW=4.07 pf=0.97 Vminpu=.88 | New Monitor.linhaPV_Tpx138343C0_voltage element=line.Tpx138343C0 terminal=1 mode=0
New Load.138346C0 phases=2 Bus1=SX2916609C.1.2 kv=0.208 status=variable model=1 conn=wye kW=6.10 pf=0.97 Vminpu=.88 | New Monitor.linhaPV_Tpx138346C0_voltage element=line.Tpx138346C0 terminal=1 mode=0
New Load.138371C0 phases=2 Bus1=SX2879073C.1.2 kv=0.208 status=variable model=1 conn=wye kW=6.10 pf=0.97 Vminpu=.88 | New Monitor.linhaPV_Tpx138371C0_voltage element=line.Tpx138371C0 terminal=1 mode=0
New Load.138372C0 phases=2 Bus1=SX3104126C.1.2 kv=0.208 status=variable model=1 conn=wye kW=4.07 pf=0.97 Vminpu=.88 | New Monitor.linhaPV_Tpx138372C0_voltage element=line.Tpx138372C0 terminal=1 mode=0
New Load.138373C0 phases=2 Bus1=SX3029503C.1.2 kv=0.208 status=variable model=1 conn=wye kW=6.10 pf=0.97 Vminpu=.88 | New Monitor.linhaPV_Tpx138373C0_voltage element=line.Tpx138373C0 terminal=1 mode=0
New Load.138374C0 phases=2 Bus1=SX2691950C.1.2 kv=0.208 status=variable model=1 conn=wye kW=10.17 pf=0.97 Vminpu=.88 | New Monitor.linhaPV_Tpx138374C0_voltage element=line.Tpx138374C0 terminal=1 mode=0
New Load.138379C0 phases=2 Bus1=SX2691951C.1.2 kv=0.208 status=variable model=1 conn=wye kW=10.17 pf=0.97 Vminpu=.88 | New Monitor.linhaPV_Tpx138379C0_voltage element=line.Tpx138379C0 terminal=1 mode=0
New Load.138380C0 phases=2 Bus1=SX2879076C.1.2 kv=0.208 status=variable model=1 conn=wye kW=4.07 pf=0.97 Vminpu=.88 | New Monitor.linhaPV_Tpx138380C0_voltage element=line.Tpx138380C0 terminal=1 mode=0
New Load.138404C0 phases=2 Bus1=SX2841630C.1.2 kv=0.208 status=variable model=1 conn=wye kW=10.17 pf=0.97 Vminpu=.88 | New Monitor.linhaPV_Tpx138404C0_voltage element=line.Tpx138404C0 terminal=1 mode=0
New Load.138405C0 phases=2 Bus1=SX2841629C.1.2 kv=0.208 status=variable model=1 conn=wye kW=15.26 pf=0.97 Vminpu=.88 | New Monitor.linhaPV_Tpx138405C0_voltage element=line.Tpx138405C0 terminal=1 mode=0
New Load.138412C0 phases=2 Bus1=SX2785523C.1.2 kv=0.208 status=variable model=1 conn=wye kW=6.10 pf=0.97 Vminpu=.88 | New Monitor.linhaPV_Tpx138412C0_voltage element=line.Tpx138412C0 terminal=1 mode=0
New Load.138413C0 phases=2 Bus1=SX3216347C.1.2 kv=0.208 status=variable model=1 conn=wye kW=6.10 pf=0.97 Vminpu=.88 | New Monitor.linhaPV_Tpx138413C0_voltage element=line.Tpx138413C0 terminal=1 mode=0
New Load.138416C0 phases=2 Bus1=SX3141388C.1.2 kv=0.208 status=variable model=1 conn=wye kW=4.07 pf=0.97 Vminpu=.88 | New Monitor.linhaPV_Tpx138416C0_voltage element=line.Tpx138416C0 terminal=1 mode=0
New Load.138464C0 phases=2 Bus1=SX3066801C.1.2 kv=0.208 status=variable model=1 conn=wye kW=4.07 pf=0.97 Vminpu=.88 | New Monitor.linhaPV_Tpx138464C0_voltage element=line.Tpx138464C0 terminal=1 mode=0
New Load.138465C0 phases=2 Bus1=SX2879055C.1.2 kv=0.208 status=variable model=1 conn=wye kW=4.07 pf=0.97 Vminpu=.88 | New Monitor.linhaPV_Tpx138465C0_voltage element=line.Tpx138465C0 terminal=1 mode=0
New Load.138466C0 phases=2 Bus1=SX2973144C.1.2 kv=0.208 status=variable model=1 conn=wye kW=10.17 pf=0.97 Vminpu=.88 | New Monitor.linhaPV_Tpx138466C0_voltage element=line.Tpx138466C0 terminal=1 mode=0
New Load.138469C0 phases=2 Bus1=SX2785518C.1.2 kv=0.208 status=variable model=1 conn=wye kW=6.10 pf=0.97 Vminpu=.88 | New Monitor.linhaPV_Tpx138469C0_voltage element=line.Tpx138469C0 terminal=1 mode=0
New Load.138470C0 phases=2 Bus1=SX2766717C.1.2 kv=0.208 status=variable model=1 conn=wye kW=4.07 pf=0.97 Vminpu=.88 | New Monitor.linhaPV_Tpx138470C0_voltage element=line.Tpx138470C0 terminal=1 mode=0
New Load.138472C0 phases=2 Bus1=SX2673309C.1.2 kv=0.208 status=variable model=1 conn=wye kW=10.17 pf=0.97 Vminpu=.88 | New Monitor.linhaPV_Tpx138472C0_voltage element=line.Tpx138472C0 terminal=1 mode=0
New Load.138560A0 phases=2 Bus1=SX3104113A.1.2 kv=0.208 status=variable model=1 conn=wye kW=8.87 pf=0.97 Vminpu=.88 | New Monitor.linhaPV_Tpx138560A0_voltage element=line.Tpx138560A0 terminal=1 mode=0
New Load.138561A0 phases=2 Bus1=SX3104121A.1.2 kv=0.208 status=variable model=1 conn=wye kW=8.87 pf=0.97 Vminpu=.88 | New Monitor.linhaPV_Tpx138561A0_voltage element=line.Tpx138561A0 terminal=1 mode=0
New Load.138562A0 phases=2 Bus1=SX2673310A.1.2 kv=0.208 status=variable model=1 conn=wye kW=8.87 pf=0.97 Vminpu=.88 | New Monitor.linhaPV_Tpx138562A0_voltage element=line.Tpx138562A0 terminal=1 mode=0
New Load.138563A0 phases=2 Bus1=SX2916627A.1.2 kv=0.208 status=variable model=1 conn=wye kW=8.87 pf=0.97 Vminpu=.88 | New Monitor.linhaPV_Tpx138563A0_voltage element=line.Tpx138563A0 terminal=1 mode=0
New Load.138564A0 phases=2 Bus1=SX2804283A.1.2 kv=0.208 status=variable model=1 conn=wye kW=8.87 pf=0.97 Vminpu=.88 | New Monitor.linhaPV_Tpx138564A0_voltage element=line.Tpx138564A0 terminal=1 mode=0
New Load.138565A0 phases=2 Bus1=SX3104122A.1.2 kv=0.208 status=variable model=1 conn=wye kW=8.87 pf=0.97 Vminpu=.88 | New Monitor.linhaPV_Tpx138565A0_voltage element=line.Tpx138565A0 terminal=1 mode=0
New Load.138566A0 phases=2 Bus1=SX2785519A.1.2 kv=0.208 status=variable model=1 conn=wye kW=8.87 pf=0.97 Vminpu=.88 | New Monitor.linhaPV_Tpx138566A0_voltage element=line.Tpx138566A0 terminal=1 mode=0
New Load.138567A0 phases=2 Bus1=SX2748129A.1.2 kv=0.208 status=variable model=1 conn=wye kW=13.30 pf=0.97 Vminpu=.88 | New Monitor.linhaPV_Tpx138567A0_voltage element=line.Tpx138567A0 terminal=1 mode=0
New Load.138569A0 phases=2 Bus1=SX2973151A.1.2 kv=0.208 status=variable model=1 conn=wye kW=5.32 pf=0.97 Vminpu=.88 | New Monitor.linhaPV_Tpx138569A0_voltage element=line.Tpx138569A0 terminal=1 mode=0
New Load.138570A0 phases=2 Bus1=SX2748146A.1.2 kv=0.208 status=variable model=1 conn=wye kW=5.32 pf=0.97 Vminpu=.88 | New Monitor.linhaPV_Tpx138570A0_voltage element=line.Tpx138570A0 terminal=1 mode=0
New Load.138571A0 phases=2 Bus1=SX2991913A.1.2 kv=0.208 status=variable model=1 conn=wye kW=5.32 pf=0.97 Vminpu=.88 | New Monitor.linhaPV_Tpx138571A0_voltage element=line.Tpx138571A0 terminal=1 mode=0
New Load.138573A0 phases=2 Bus1=SX3235253A.1.2 kv=0.208 status=variable model=1 conn=wye kW=8.87 pf=0.97 Vminpu=.88 | New Monitor.linhaPV_Tpx138573A0_voltage element=line.Tpx138573A0 terminal=1 mode=0
New Load.138574A0 phases=2 Bus1=SX2991907A.1.2 kv=0.208 status=variable model=1 conn=wye kW=8.87 pf=0.97 Vminpu=.88 | New Monitor.linhaPV_Tpx138574A0_voltage element=line.Tpx138574A0 terminal=1 mode=0
New Load.138581A0 phases=2 Bus1=SX2879064A.1.2 kv=0.208 status=variable model=1 conn=wye kW=8.87 pf=0.97 Vminpu=.88 | New Monitor.linhaPV_Tpx138581A0_voltage element=line.Tpx138581A0 terminal=1 mode=0
New Load.138585C0 phases=2 Bus1=SX3197637C.1.2 kv=0.208 status=variable model=1 conn=wye kW=4.07 pf=0.97 Vminpu=.88 | New Monitor.linhaPV_Tpx138585C0_voltage element=line.Tpx138585C0 terminal=1 mode=0
New Load.138586C0 phases=2 Bus1=SX2860487C.1.2 kv=0.208 status=variable model=1 conn=wye kW=6.10 pf=0.97 Vminpu=.88 | New Monitor.linhaPV_Tpx138586C0_voltage element=line.Tpx138586C0 terminal=1 mode=0
New Load.138641C0 phases=2 Bus1=SX2841638C.1.2 kv=0.208 status=variable model=1 conn=wye kW=6.10 pf=0.97 Vminpu=.88 | New Monitor.linhaPV_Tpx138641C0_voltage element=line.Tpx138641C0 terminal=1 mode=0
New Load.138642A0 phases=2 Bus1=SX3235256A.1.2 kv=0.208 status=variable model=1 conn=wye kW=5.32 pf=0.97 Vminpu=.88 | New Monitor.linhaPV_Tpx138642A0_voltage element=line.Tpx138642A0 terminal=1 mode=0
New Load.138644A0 phases=2 Bus1=SX3197630A.1.2 kv=0.208 status=variable model=1 conn=wye kW=8.87 pf=0.97 Vminpu=.88 | New Monitor.linhaPV_Tpx138644A0_voltage element=line.Tpx138644A0 terminal=1 mode=0
New Load.138645B0 phases=2 Bus1=SX3104120B.1.2 kv=0.208 status=variable model=1 conn=wye kW=5.84 pf=0.97 Vminpu=.88 | New Monitor.linhaPV_Tpx138645B0_voltage element=line.Tpx138645B0 terminal=1 mode=0
New Load.138646A0 phases=2 Bus1=SX2804251A.1.2 kv=0.208 status=variable model=1 conn=wye kW=3.55 pf=0.97 Vminpu=.88 | New Monitor.linhaPV_Tpx138646A0_voltage element=line.Tpx138646A0 terminal=1 mode=0
New Load.138647C0 phases=2 Bus1=SX3254210C.1.2 kv=0.208 status=variable model=1 conn=wye kW=6.10 pf=0.97 Vminpu=.88 | New Monitor.linhaPV_Tpx138647C0_voltage element=line.Tpx138647C0 terminal=1 mode=0
New Load.138649A0 phases=2 Bus1=SX3048206A.1.2 kv=0.208 status=variable model=1 conn=wye kW=8.87 pf=0.97 Vminpu=.88 | New Monitor.linhaPV_Tpx138649A0_voltage element=line.Tpx138649A0 terminal=1 mode=0
New Load.138650C0 phases=2 Bus1=SX2710510C.1.2 kv=0.208 status=variable model=1 conn=wye kW=4.07 pf=0.97 Vminpu=.88 | New Monitor.linhaPV_Tpx138650C0_voltage element=line.Tpx138650C0 terminal=1 mode=0
New Load.138651C0 phases=2 Bus1=SX3197628C.1.2 kv=0.208 status=variable model=1 conn=wye kW=10.17 pf=0.97 Vminpu=.88 | New Monitor.linhaPV_Tpx138651C0_voltage element=line.Tpx138651C0 terminal=1 mode=0
New Load.138652C0 phases=2 Bus1=SX2766718C.1.2 kv=0.208 status=variable model=1 conn=wye kW=15.26 pf=0.97 Vminpu=.88 | New Monitor.linhaPV_Tpx138652C0_voltage element=line.Tpx138652C0 terminal=1 mode=0
New Load.138655A0 phases=2 Bus1=SX3010556A.1.2 kv=0.208 status=variable model=1 conn=wye kW=5.32 pf=0.97 Vminpu=.88 | New Monitor.linhaPV_Tpx138655A0_voltage element=line.Tpx138655A0 terminal=1 mode=0
New Load.138679A0 phases=2 Bus1=SX2710520A.1.2 kv=0.208 status=variable model=1 conn=wye kW=5.32 pf=0.97 Vminpu=.88 | New Monitor.linhaPV_Tpx138679A0_voltage element=line.Tpx138679A0 terminal=1 mode=0
New Load.138680A0 phases=2 Bus1=SX2710521A.1.2 kv=0.208 status=variable model=1 conn=wye kW=8.87 pf=0.97 Vminpu=.88 | New Monitor.linhaPV_Tpx138680A0_voltage element=line.Tpx138680A0 terminal=1 mode=0
New Load.138684A0 phases=2 Bus1=SX3085396A.1.2 kv=0.208 status=variable model=1 conn=wye kW=8.87 pf=0.97 Vminpu=.88 | New Monitor.linhaPV_Tpx138684A0_voltage element=line.Tpx138684A0 terminal=1 mode=0
New Load.138685A0 phases=2 Bus1=SX3122813A.1.2 kv=0.208 status=variable model=1 conn=wye kW=5.32 pf=0.97 Vminpu=.88 | New Monitor.linhaPV_Tpx138685A0_voltage element=line.Tpx138685A0 terminal=1 mode=0
New Load.138716C0 phases=2 Bus1=SX3254219C.1.2 kv=0.208 status=variable model=1 conn=wye kW=10.17 pf=0.97 Vminpu=.88 | New Monitor.linhaPV_Tpx138716C0_voltage element=line.Tpx138716C0 terminal=1 mode=0
New Load.138717C0 phases=2 Bus1=SX3254220C.1.2 kv=0.208 status=variable model=1 conn=wye kW=10.17 pf=0.97 Vminpu=.88 | New Monitor.linhaPV_Tpx138717C0_voltage element=line.Tpx138717C0 terminal=1 mode=0
New Load.138718C0 phases=2 Bus1=SX3104134C.1.2 kv=0.208 status=variable model=1 conn=wye kW=10.17 pf=0.97 Vminpu=.88 | New Monitor.linhaPV_Tpx138718C0_voltage element=line.Tpx138718C0 terminal=1 mode=0
New Load.138719A0 phases=2 Bus1=SX2860490A.1.2 kv=0.208 status=variable model=1 conn=wye kW=8.87 pf=0.97 Vminpu=.88 | New Monitor.linhaPV_Tpx138719A0_voltage element=line.Tpx138719A0 terminal=1 mode=0
New Load.138720A0 phases=2 Bus1=SX3254218A.1.2 kv=0.208 status=variable model=1 conn=wye kW=8.87 pf=0.97 Vminpu=.88 | New Monitor.linhaPV_Tpx138720A0_voltage element=line.Tpx138720A0 terminal=1 mode=0
New Load.138751B0 phases=2 Bus1=SX3066818B.1.2 kv=0.208 status=variable model=1 conn=wye kW=9.73 pf=0.97 Vminpu=.88 | New Monitor.linhaPV_Tpx138751B0_voltage element=line.Tpx138751B0 terminal=1 mode=0
New Load.138752B0 phases=2 Bus1=SX2785528B.1.2 kv=0.208 status=variable model=1 conn=wye kW=5.84 pf=0.97 Vminpu=.88 | New Monitor.linhaPV_Tpx138752B0_voltage element=line.Tpx138752B0 terminal=1 mode=0
New Load.138753B0 phases=2 Bus1=SX2748130B.1.2 kv=0.208 status=variable model=1 conn=wye kW=9.73 pf=0.97 Vminpu=.88 | New Monitor.linhaPV_Tpx138753B0_voltage element=line.Tpx138753B0 terminal=1 mode=0
New Load.138754B0 phases=2 Bus1=SX3254212B.1.2 kv=0.208 status=variable model=1 conn=wye kW=14.59 pf=0.97 Vminpu=.88 | New Monitor.linhaPV_Tpx138754B0_voltage element=line.Tpx138754B0 terminal=1 mode=0
New Load.138755B0 phases=2 Bus1=SX2785520B.1.2 kv=0.208 status=variable model=1 conn=wye kW=3.89 pf=0.97 Vminpu=.88 | New Monitor.linhaPV_Tpx138755B0_voltage element=line.Tpx138755B0 terminal=1 mode=0
New Load.138769A0 phases=2 Bus1=SX2729411A.1.2 kv=0.208 status=variable model=1 conn=wye kW=3.55 pf=0.97 Vminpu=.88 | New Monitor.linhaPV_Tpx138769A0_voltage element=line.Tpx138769A0 terminal=1 mode=0
New Load.138770A0 phases=2 Bus1=SX2897781A.1.2 kv=0.208 status=variable model=1 conn=wye kW=3.55 pf=0.97 Vminpu=.88 | New Monitor.linhaPV_Tpx138770A0_voltage element=line.Tpx138770A0 terminal=1 mode=0
New Load.138771A0 phases=2 Bus1=SX3197644A.1.2 kv=0.208 status=variable model=1 conn=wye kW=5.32 pf=0.97 Vminpu=.88 | New Monitor.linhaPV_Tpx138771A0_voltage element=line.Tpx138771A0 terminal=1 mode=0
New Load.138776C0 phases=2 Bus1=SX3010566C.1.2 kv=0.208 status=variable model=1 conn=wye kW=6.10 pf=0.97 Vminpu=.88 | New Monitor.linhaPV_Tpx138776C0_voltage element=line.Tpx138776C0 terminal=1 mode=0
New Load.138796B0 phases=2 Bus1=SX3236011B.1.2 kv=0.208 status=variable model=1 conn=wye kW=5.84 pf=0.97 Vminpu=.88 | New Monitor.linhaPV_Tpx138796B0_voltage element=line.Tpx138796B0 terminal=1 mode=0
New Load.138797B0 phases=2 Bus1=SX3198358B.1.2 kv=0.208 status=variable model=1 conn=wye kW=14.59 pf=0.97 Vminpu=.88 | New Monitor.linhaPV_Tpx138797B0_voltage element=line.Tpx138797B0 terminal=1 mode=0
New Load.138798B0 phases=2 Bus1=SX3104859B.1.2 kv=0.208 status=variable model=1 conn=wye kW=5.84 pf=0.97 Vminpu=.88 | New Monitor.linhaPV_Tpx138798B0_voltage element=line.Tpx138798B0 terminal=1 mode=0
New Load.157715B0 phases=2 Bus1=SX2936275B.1.2 kv=0.208 status=variable model=1 conn=wye kW=3.89 pf=0.97 Vminpu=.88 | New Monitor.linhaPV_Tpx157715B0_voltage element=line.Tpx157715B0 terminal=1 mode=0
New Load.157716B0 phases=2 Bus1=SX3179674B.1.2 kv=0.208 status=variable model=1 conn=wye kW=9.73 pf=0.97 Vminpu=.88 | New Monitor.linhaPV_Tpx157716B0_voltage element=line.Tpx157716B0 terminal=1 mode=0
New Load.157717B0 phases=2 Bus1=SX2748840B.1.2 kv=0.208 status=variable model=1 conn=wye kW=5.84 pf=0.97 Vminpu=.88 | New Monitor.linhaPV_Tpx157717B0_voltage element=line.Tpx157717B0 terminal=1 mode=0
New Load.157718B0 phases=2 Bus1=SX3142099B.1.2 kv=0.208 status=variable model=1 conn=wye kW=9.73 pf=0.97 Vminpu=.88 | New Monitor.linhaPV_Tpx157718B0_voltage element=line.Tpx157718B0 terminal=1 mode=0
New Load.207286C0 phases=2 Bus1=SX3011298C.1.2 kv=0.208 status=variable model=1 conn=wye kW=4.07 pf=0.97 Vminpu=.88 | New Monitor.linhaPV_Tpx207286C0_voltage element=line.Tpx207286C0 terminal=1 mode=0
New Load.207287B0 phases=2 Bus1=SX2711234B.1.2 kv=0.208 status=variable model=1 conn=wye kW=9.73 pf=0.97 Vminpu=.88 | New Monitor.linhaPV_Tpx207287B0_voltage element=line.Tpx207287B0 terminal=1 mode=0
New Load.207288B0 phases=2 Bus1=SX3198355B.1.2 kv=0.208 status=variable model=1 conn=wye kW=3.89 pf=0.97 Vminpu=.88 | New Monitor.linhaPV_Tpx207288B0_voltage element=line.Tpx207288B0 terminal=1 mode=0
New Load.207290A0 phases=2 Bus1=SX2879773A.1.2 kv=0.208 status=variable model=1 conn=wye kW=8.87 pf=0.97 Vminpu=.88 | New Monitor.linhaPV_Tpx207290A0_voltage element=line.Tpx207290A0 terminal=1 mode=0
New Load.207291C0 phases=2 Bus1=SX2786274C.1.2 kv=0.208 status=variable model=1 conn=wye kW=10.17 pf=0.97 Vminpu=.88 | New Monitor.linhaPV_Tpx207291C0_voltage element=line.Tpx207291C0 terminal=1 mode=0
New Load.207292C0 phases=2 Bus1=SX3179682C.1.2 kv=0.208 status=variable model=1 conn=wye kW=6.10 pf=0.97 Vminpu=.88 | New Monitor.linhaPV_Tpx207292C0_voltage element=line.Tpx207292C0 terminal=1 mode=0
New Load.218472A0 phases=2 Bus1=SX2936270A.1.2 kv=0.208 status=variable model=1 conn=wye kW=8.87 pf=0.97 Vminpu=.88 | New Monitor.linhaPV_Tpx218472A0_voltage element=line.Tpx218472A0 terminal=1 mode=0
New Load.218473A0 phases=2 Bus1=SX3086078A.1.2 kv=0.208 status=variable model=1 conn=wye kW=8.87 pf=0.97 Vminpu=.88 | New Monitor.linhaPV_Tpx218473A0_voltage element=line.Tpx218473A0 terminal=1 mode=0
New Load.218474A0 phases=2 Bus1=SX3217056A.1.2 kv=0.208 status=variable model=1 conn=wye kW=17.74 pf=0.97 Vminpu=.88 | New Monitor.linhaPV_Tpx218474A0_voltage element=line.Tpx218474A0 terminal=1 mode=0
New Load.218475A0 phases=2 Bus1=SX3217057A.1.2 kv=0.208 status=variable model=1 conn=wye kW=3.55 pf=0.97 Vminpu=.88 | New Monitor.linhaPV_Tpx218475A0_voltage element=line.Tpx218475A0 terminal=1 mode=0
New Load.223655C0 phases=2 Bus1=SX2936268C.1.2 kv=0.208 status=variable model=1 conn=wye kW=6.10 pf=0.97 Vminpu=.88 | New Monitor.linhaPV_Tpx223655C0_voltage element=line.Tpx223655C0 terminal=1 mode=0
New Load.223658A0 phases=2 Bus1=SX2823592A.1.2 kv=0.208 status=variable model=1 conn=wye kW=1.77 pf=0.97 Vminpu=.88 | New Monitor.linhaPV_Tpx223658A0_voltage element=line.Tpx223658A0 terminal=1 mode=0
New Load.223660C0 phases=2 Bus1=SX3160863C.1.2 kv=0.208 status=variable model=1 conn=wye kW=6.10 pf=0.97 Vminpu=.88 | New Monitor.linhaPV_Tpx223660C0_voltage element=line.Tpx223660C0 terminal=1 mode=0
New Load.223661C0 phases=2 Bus1=SX2730108C.1.2 kv=0.208 status=variable model=1 conn=wye kW=6.10 pf=0.97 Vminpu=.88 | New Monitor.linhaPV_Tpx223661C0_voltage element=line.Tpx223661C0 terminal=1 mode=0
New Load.223662C0 phases=2 Bus1=SX2786204C.1.2 kv=0.208 status=variable model=1 conn=wye kW=15.26 pf=0.97 Vminpu=.88 | New Monitor.linhaPV_Tpx223662C0_voltage element=line.Tpx223662C0 terminal=1 mode=0
New Load.223663C0 phases=2 Bus1=SX2936216C.1.2 kv=0.208 status=variable model=1 conn=wye kW=4.07 pf=0.97 Vminpu=.88 | New Monitor.linhaPV_Tpx223663C0_voltage element=line.Tpx223663C0 terminal=1 mode=0
New Load.247036C0 phases=2 Bus1=SX3029498C.1.2 kv=0.208 status=variable model=1 conn=wye kW=4.07 pf=0.97 Vminpu=.88 | New Monitor.linhaPV_Tpx247036C0_voltage element=line.Tpx247036C0 terminal=1 mode=0
New Load.247056A0 phases=2 Bus1=SX2991912A.1.2 kv=0.208 status=variable model=1 conn=wye kW=5.32 pf=0.97 Vminpu=.88 | New Monitor.linhaPV_Tpx247056A0_voltage element=line.Tpx247056A0 terminal=1 mode=0
New Load.247057A0 phases=2 Bus1=SX3104128A.1.2 kv=0.208 status=variable model=1 conn=wye kW=5.32 pf=0.97 Vminpu=.88 | New Monitor.linhaPV_Tpx247057A0_voltage element=line.Tpx247057A0 terminal=1 mode=0
New Load.247058A0 phases=2 Bus1=SX2673315A.1.2 kv=0.208 status=variable model=1 conn=wye kW=3.55 pf=0.97 Vminpu=.88 | New Monitor.linhaPV_Tpx247058A0_voltage element=line.Tpx247058A0 terminal=1 mode=0
New Load.247059A0 phases=2 Bus1=SX2766721A.1.2 kv=0.208 status=variable model=1 conn=wye kW=8.87 pf=0.97 Vminpu=.88 | New Monitor.linhaPV_Tpx247059A0_voltage element=line.Tpx247059A0 terminal=1 mode=0
New Load.247060A0 phases=2 Bus1=SX2991906A.1.2 kv=0.208 status=variable model=1 conn=wye kW=3.55 pf=0.97 Vminpu=.88 | New Monitor.linhaPV_Tpx247060A0_voltage element=line.Tpx247060A0 terminal=1 mode=0
New Load.247061A0 phases=2 Bus1=SX2879054A.1.2 kv=0.208 status=variable model=1 conn=wye kW=8.87 pf=0.97 Vminpu=.88 | New Monitor.linhaPV_Tpx247061A0_voltage element=line.Tpx247061A0 terminal=1 mode=0
New Load.247084B0 phases=2 Bus1=SX3254211B.1.2 kv=0.208 status=variable model=1 conn=wye kW=9.73 pf=0.97 Vminpu=.88 | New Monitor.linhaPV_Tpx247084B0_voltage element=line.Tpx247084B0 terminal=1 mode=0
New Load.247100B0 phases=2 Bus1=SX2729407B.1.2 kv=0.208 status=variable model=1 conn=wye kW=5.84 pf=0.97 Vminpu=.88 | New Monitor.linhaPV_Tpx247100B0_voltage element=line.Tpx247100B0 terminal=1 mode=0
New Load.247105B0 phases=2 Bus1=SX2691942B.1.2 kv=0.208 status=variable model=1 conn=wye kW=5.84 pf=0.97 Vminpu=.88 | New Monitor.linhaPV_Tpx247105B0_voltage element=line.Tpx247105B0 terminal=1 mode=0
New Load.247122B0 phases=2 Bus1=SX3197629B.1.2 kv=0.208 status=variable model=1 conn=wye kW=5.84 pf=0.97 Vminpu=.88 | New Monitor.linhaPV_Tpx247122B0_voltage element=line.Tpx247122B0 terminal=1 mode=0
New Load.247126B0 phases=2 Bus1=SX2879065B.1.2 kv=0.208 status=variable model=1 conn=wye kW=3.89 pf=0.97 Vminpu=.88 | New Monitor.linhaPV_Tpx247126B0_voltage element=line.Tpx247126B0 terminal=1 mode=0
New Load.247160B0 phases=2 bus1=SX0247160B.1.2 kv=0.208 status=variable model=1 conn=wye kW=5.84 pf=0.97 Vminpu=.88 | New Monitor.linhaPV_Tpx247160B0_voltage element=line.Tpx247160B0 terminal=1 mode=0
New Load.247162B0 phases=2 bus1=SX0247162B.1.2 kv=0.208 status=variable model=1 conn=wye kW=5.84 pf=0.97 Vminpu=.88 | New Monitor.linhaPV_Tpx247162B0_voltage element=line.Tpx247162B0 terminal=1 mode=0
New Load.247164B0 phases=2 Bus1=SX2766732B.1.2 kv=0.208 status=variable model=1 conn=wye kW=3.89 pf=0.97 Vminpu=.88 | New Monitor.linhaPV_Tpx247164B0_voltage element=line.Tpx247164B0 terminal=1 mode=0
New Load.247170B0 phases=2 Bus1=SX2897784B.1.2 kv=0.208 status=variable model=1 conn=wye kW=14.59 pf=0.97 Vminpu=.88 | New Monitor.linhaPV_Tpx247170B0_voltage element=line.Tpx247170B0 terminal=1 mode=0
New Load.247171B0 phases=2 bus1=SX0247171B.1.2 kv=0.208 status=variable model=1 conn=wye kW=5.84 pf=0.97 Vminpu=.88 | New Monitor.linhaPV_Tpx247171B0_voltage element=line.Tpx247171B0 terminal=1 mode=0
New Load.247184C0 phases=2 Bus1=SX2936279C.1.2 kv=0.208 status=variable model=1 conn=wye kW=10.17 pf=0.97 Vminpu=.88 | New Monitor.linhaPV_Tpx247184C0_voltage element=line.Tpx247184C0 terminal=1 mode=0
New Load.247185B0 phases=2 Bus1=SX3179678B.1.2 kv=0.208 status=variable model=1 conn=wye kW=5.84 pf=0.97 Vminpu=.88 | New Monitor.linhaPV_Tpx247185B0_voltage element=line.Tpx247185B0 terminal=1 mode=0
New Load.251828B0 phases=2 Bus1=SX3179650B.1.2 kv=0.208 status=variable model=1 conn=wye kW=5.84 pf=0.97 Vminpu=.88 | New Monitor.linhaPV_Tpx251828B0_voltage element=line.Tpx251828B0 terminal=1 mode=0
New Load.251855C0 phases=2 Bus1=SX2730107C.1.2 kv=0.208 status=variable model=1 conn=wye kW=10.17 pf=0.97 Vminpu=.88 | New Monitor.linhaPV_Tpx251855C0_voltage element=line.Tpx251855C0 terminal=1 mode=0
New Load.251856C0 phases=2 Bus1=SX3048888C.1.2 kv=0.208 status=variable model=1 conn=wye kW=6.10 pf=0.97 Vminpu=.88 | New Monitor.linhaPV_Tpx251856C0_voltage element=line.Tpx251856C0 terminal=1 mode=0
New Load.251857C0 phases=2 Bus1=SX3064514C.1.2 kv=0.208 status=variable model=1 conn=wye kW=6.10 pf=0.97 Vminpu=.88 | New Monitor.linhaPV_Tpx251857C0_voltage element=line.Tpx251857C0 terminal=1 mode=0
New Load.251858C0 phases=2 Bus1=SX2861158C.1.2 kv=0.208 status=variable model=1 conn=wye kW=10.17 pf=0.97 Vminpu=.88 | New Monitor.linhaPV_Tpx251858C0_voltage element=line.Tpx251858C0 terminal=1 mode=0
New Load.251859C0 phases=2 Bus1=SX2952007C.1.2 kv=0.208 status=variable model=1 conn=wye kW=10.17 pf=0.97 Vminpu=.88 | New Monitor.linhaPV_Tpx251859C0_voltage element=line.Tpx251859C0 terminal=1 mode=0
New Load.251862C0 phases=2 Bus1=SX3254873C.1.2 kv=0.208 status=variable model=1 conn=wye kW=6.10 pf=0.97 Vminpu=.88 | New Monitor.linhaPV_Tpx251862C0_voltage element=line.Tpx251862C0 terminal=1 mode=0
New Load.251863C0 phases=2 Bus1=SX2745811C.1.2 kv=0.208 status=variable model=1 conn=wye kW=10.17 pf=0.97 Vminpu=.88 | New Monitor.linhaPV_Tpx251863C0_voltage element=line.Tpx251863C0 terminal=1 mode=0
New Load.251865C0 phases=2 Bus1=SX3142050C.1.2 kv=0.208 status=variable model=1 conn=wye kW=6.10 pf=0.97 Vminpu=.88 | New Monitor.linhaPV_Tpx251865C0_voltage element=line.Tpx251865C0 terminal=1 mode=0
New Load.251867C0 phases=2 Bus1=SX2861157C.1.2 kv=0.208 status=variable model=1 conn=wye kW=10.17 pf=0.97 Vminpu=.88 | New Monitor.linhaPV_Tpx251867C0_voltage element=line.Tpx251867C0 terminal=1 mode=0
New Load.260457B0 phases=2 Bus1=SX3086079B.1.2 kv=0.208 status=variable model=1 conn=wye kW=3.89 pf=0.97 Vminpu=.88 | New Monitor.linhaPV_Tpx260457B0_voltage element=line.Tpx260457B0 terminal=1 mode=0
New Load.260458B0 phases=2 Bus1=SX2936276B.1.2 kv=0.208 status=variable model=1 conn=wye kW=3.89 pf=0.97 Vminpu=.88 | New Monitor.linhaPV_Tpx260458B0_voltage element=line.Tpx260458B0 terminal=1 mode=0
New Load.260461B0 phases=2 Bus1=SX2861223B.1.2 kv=0.208 status=variable model=1 conn=wye kW=9.73 pf=0.97 Vminpu=.88 | New Monitor.linhaPV_Tpx260461B0_voltage element=line.Tpx260461B0 terminal=1 mode=0
New Load.260463B0 phases=2 Bus1=SX3086075B.1.2 kv=0.208 status=variable model=1 conn=wye kW=5.84 pf=0.97 Vminpu=.88 | New Monitor.linhaPV_Tpx260463B0_voltage element=line.Tpx260463B0 terminal=1 mode=0
New Load.260464A0 phases=2 Bus1=SX2730187A.1.2 kv=0.208 status=variable model=1 conn=wye kW=13.30 pf=0.97 Vminpu=.88 | New Monitor.linhaPV_Tpx260464A0_voltage element=line.Tpx260464A0 terminal=1 mode=0
New Load.260467A0 phases=2 Bus1=SX3104856A.1.2 kv=0.208 status=variable model=1 conn=wye kW=5.32 pf=0.97 Vminpu=.88 | New Monitor.linhaPV_Tpx260467A0_voltage element=line.Tpx260467A0 terminal=1 mode=0
New Load.260473A0 phases=2 Bus1=SX2861222A.1.2 kv=0.208 status=variable model=1 conn=wye kW=13.30 pf=0.97 Vminpu=.88 | New Monitor.linhaPV_Tpx260473A0_voltage element=line.Tpx260473A0 terminal=1 mode=0
New Load.260474A0 phases=2 Bus1=SX2917330A.1.2 kv=0.208 status=variable model=1 conn=wye kW=8.87 pf=0.97 Vminpu=.88 | New Monitor.linhaPV_Tpx260474A0_voltage element=line.Tpx260474A0 terminal=1 mode=0
New Load.260475A0 phases=2 Bus1=SX2879794A.1.2 kv=0.208 status=variable model=1 conn=wye kW=13.30 pf=0.97 Vminpu=.88 | New Monitor.linhaPV_Tpx260475A0_voltage element=line.Tpx260475A0 terminal=1 mode=0
New Load.260476A0 phases=2 Bus1=SX2936271A.1.2 kv=0.208 status=variable model=1 conn=wye kW=5.32 pf=0.97 Vminpu=.88 | New Monitor.linhaPV_Tpx260476A0_voltage element=line.Tpx260476A0 terminal=1 mode=0
New Load.260479A0 phases=2 Bus1=SX2955074A.1.2 kv=0.208 status=variable model=1 conn=wye kW=13.30 pf=0.97 Vminpu=.88 | New Monitor.linhaPV_Tpx260479A0_voltage element=line.Tpx260479A0 terminal=1 mode=0
New Load.260480C0 phases=2 Bus1=SX3030199C.1.2 kv=0.208 status=variable model=1 conn=wye kW=10.17 pf=0.97 Vminpu=.88 | New Monitor.linhaPV_Tpx260480C0_voltage element=line.Tpx260480C0 terminal=1 mode=0
New Load.260481C0 phases=2 Bus1=SX2730163C.1.2 kv=0.208 status=variable model=1 conn=wye kW=10.17 pf=0.97 Vminpu=.88 | New Monitor.linhaPV_Tpx260481C0_voltage element=line.Tpx260481C0 terminal=1 mode=0
New Load.260484A0 phases=2 Bus1=SX2992624A.1.2 kv=0.208 status=variable model=1 conn=wye kW=5.32 pf=0.97 Vminpu=.88 | New Monitor.linhaPV_Tpx260484A0_voltage element=line.Tpx260484A0 terminal=1 mode=0
New Load.260487A0 phases=2 Bus1=SX2692654A.1.2 kv=0.208 status=variable model=1 conn=wye kW=5.32 pf=0.97 Vminpu=.88 | New Monitor.linhaPV_Tpx260487A0_voltage element=line.Tpx260487A0 terminal=1 mode=0
New Load.260488A0 phases=2 Bus1=SX2842379A.1.2 kv=0.208 status=variable model=1 conn=wye kW=13.30 pf=0.97 Vminpu=.88 | New Monitor.linhaPV_Tpx260488A0_voltage element=line.Tpx260488A0 terminal=1 mode=0
New Load.260491C0 phases=2 Bus1=SX2805031C.1.2 kv=0.208 status=variable model=1 conn=wye kW=15.26 pf=0.97 Vminpu=.88 | New Monitor.linhaPV_Tpx260491C0_voltage element=line.Tpx260491C0 terminal=1 mode=0
New Load.260494B0 phases=2 Bus1=SX3068944B.1.2 kv=0.208 status=variable model=1 conn=wye kW=14.59 pf=0.97 Vminpu=.88 | New Monitor.linhaPV_Tpx260494B0_voltage element=line.Tpx260494B0 terminal=1 mode=0
New Load.260495B0 phases=2 Bus1=SX2767407B.1.2 kv=0.208 status=variable model=1 conn=wye kW=3.89 pf=0.97 Vminpu=.88 | New Monitor.linhaPV_Tpx260495B0_voltage element=line.Tpx260495B0 terminal=1 mode=0
New Load.260496B0 phases=2 Bus1=SX2879767B.1.2 kv=0.208 status=variable model=1 conn=wye kW=3.89 pf=0.97 Vminpu=.88 | New Monitor.linhaPV_Tpx260496B0_voltage element=line.Tpx260496B0 terminal=1 mode=0
New Load.260500B0 phases=2 Bus1=SX2711224B.1.2 kv=0.208 status=variable model=1 conn=wye kW=3.89 pf=0.97 Vminpu=.88 | New Monitor.linhaPV_Tpx260500B0_voltage element=line.Tpx260500B0 terminal=1 mode=0
New Load.260501B0 phases=2 Bus1=SX3142098B.1.2 kv=0.208 status=variable model=1 conn=wye kW=9.73 pf=0.97 Vminpu=.88 | New Monitor.linhaPV_Tpx260501B0_voltage element=line.Tpx260501B0 terminal=1 mode=0
New Load.260502B0 phases=2 Bus1=SX2748839B.1.2 kv=0.208 status=variable model=1 conn=wye kW=3.89 pf=0.97 Vminpu=.88 | New Monitor.linhaPV_Tpx260502B0_voltage element=line.Tpx260502B0 terminal=1 mode=0
New Load.260503B0 phases=2 Bus1=SX2917310B.1.2 kv=0.208 status=variable model=1 conn=wye kW=5.84 pf=0.97 Vminpu=.88 | New Monitor.linhaPV_Tpx260503B0_voltage element=line.Tpx260503B0 terminal=1 mode=0
New Load.260505C0 phases=2 Bus1=SX2861218C.1.2 kv=0.208 status=variable model=1 conn=wye kW=10.17 pf=0.97 Vminpu=.88 | New Monitor.linhaPV_Tpx260505C0_voltage element=line.Tpx260505C0 terminal=1 mode=0
New Load.260508A0 phases=2 Bus1=SX2955081A.1.2 kv=0.208 status=variable model=1 conn=wye kW=5.32 pf=0.97 Vminpu=.88 | New Monitor.linhaPV_Tpx260508A0_voltage element=line.Tpx260508A0 terminal=1 mode=0
New Load.260511C0 phases=2 Bus1=SX3160878C.1.2 kv=0.208 status=variable model=1 conn=wye kW=6.10 pf=0.97 Vminpu=.88 | New Monitor.linhaPV_Tpx260511C0_voltage element=line.Tpx260511C0 terminal=1 mode=0
New Load.260513C0 phases=2 Bus1=SX2917336C.1.2 kv=0.208 status=variable model=1 conn=wye kW=6.10 pf=0.97 Vminpu=.88 | New Monitor.linhaPV_Tpx260513C0_voltage element=line.Tpx260513C0 terminal=1 mode=0
New Load.260514C0 phases=2 Bus1=SX2674047C.1.2 kv=0.208 status=variable model=1 conn=wye kW=6.10 pf=0.97 Vminpu=.88 | New Monitor.linhaPV_Tpx260514C0_voltage element=line.Tpx260514C0 terminal=1 mode=0
New Load.260515A0 phases=2 Bus1=SX3160865A.1.2 kv=0.208 status=variable model=1 conn=wye kW=8.87 pf=0.97 Vminpu=.88 | New Monitor.linhaPV_Tpx260515A0_voltage element=line.Tpx260515A0 terminal=1 mode=0
New Load.260517C0 phases=2 Bus1=SX2767408C.1.2 kv=0.208 status=variable model=1 conn=wye kW=6.10 pf=0.97 Vminpu=.88 | New Monitor.linhaPV_Tpx260517C0_voltage element=line.Tpx260517C0 terminal=1 mode=0
New Load.260518C0 phases=2 Bus1=SX3104853C.1.2 kv=0.208 status=variable model=1 conn=wye kW=10.17 pf=0.97 Vminpu=.88 | New Monitor.linhaPV_Tpx260518C0_voltage element=line.Tpx260518C0 terminal=1 mode=0
New Load.260520B0 phases=2 Bus1=SX3254915B.1.2 kv=0.208 status=variable model=1 conn=wye kW=1.95 pf=0.97 Vminpu=.88 | New Monitor.linhaPV_Tpx260520B0_voltage element=line.Tpx260520B0 terminal=1 mode=0
New Load.260521B0 phases=2 Bus1=SX3048963B.1.2 kv=0.208 status=variable model=1 conn=wye kW=5.84 pf=0.97 Vminpu=.88 | New Monitor.linhaPV_Tpx260521B0_voltage element=line.Tpx260521B0 terminal=1 mode=0
New Load.260527B0 phases=2 Bus1=SX2711226B.1.2 kv=0.208 status=variable model=1 conn=wye kW=9.73 pf=0.97 Vminpu=.88 | New Monitor.linhaPV_Tpx260527B0_voltage element=line.Tpx260527B0 terminal=1 mode=0
New Load.260528C0 phases=2 Bus1=SX3217052C.1.2 kv=0.208 status=variable model=1 conn=wye kW=10.17 pf=0.97 Vminpu=.88 | New Monitor.linhaPV_Tpx260528C0_voltage element=line.Tpx260528C0 terminal=1 mode=0
New Load.260529C0 phases=2 Bus1=SX3217053C.1.2 kv=0.208 status=variable model=1 conn=wye kW=4.07 pf=0.97 Vminpu=.88 | New Monitor.linhaPV_Tpx260529C0_voltage element=line.Tpx260529C0 terminal=1 mode=0
New Load.260532C0 phases=2 Bus1=SX3086074C.1.2 kv=0.208 status=variable model=1 conn=wye kW=6.10 pf=0.97 Vminpu=.88 | New Monitor.linhaPV_Tpx260532C0_voltage element=line.Tpx260532C0 terminal=1 mode=0
New Load.260535C0 phases=2 Bus1=SX3067507C.1.2 kv=0.208 status=variable model=1 conn=wye kW=15.26 pf=0.97 Vminpu=.88 | New Monitor.linhaPV_Tpx260535C0_voltage element=line.Tpx260535C0 terminal=1 mode=0
New Load.260542A0 phases=2 Bus1=SX2955078A.1.2 kv=0.208 status=variable model=1 conn=wye kW=8.87 pf=0.97 Vminpu=.88 | New Monitor.linhaPV_Tpx260542A0_voltage element=line.Tpx260542A0 terminal=1 mode=0
New Load.260543C0 phases=2 Bus1=SX2955077C.1.2 kv=0.208 status=variable model=1 conn=wye kW=10.17 pf=0.97 Vminpu=.88 | New Monitor.linhaPV_Tpx260543C0_voltage element=line.Tpx260543C0 terminal=1 mode=0
New Load.260551C0 phases=2 Bus1=SX3160872C.1.2 kv=0.208 status=variable model=1 conn=wye kW=15.26 pf=0.97 Vminpu=.88 | New Monitor.linhaPV_Tpx260551C0_voltage element=line.Tpx260551C0 terminal=1 mode=0
New Load.260552A0 phases=2 Bus1=SX3198348A.1.2 kv=0.208 status=variable model=1 conn=wye kW=17.74 pf=0.97 Vminpu=.88 | New Monitor.linhaPV_Tpx260552A0_voltage element=line.Tpx260552A0 terminal=1 mode=0
New Load.260553C0 phases=2 Bus1=SX2711225C.1.2 kv=0.208 status=variable model=1 conn=wye kW=6.10 pf=0.97 Vminpu=.88 | New Monitor.linhaPV_Tpx260553C0_voltage element=line.Tpx260553C0 terminal=1 mode=0
New Load.260554C0 phases=2 Bus1=SX3030200C.1.2 kv=0.208 status=variable model=1 conn=wye kW=6.10 pf=0.97 Vminpu=.88 | New Monitor.linhaPV_Tpx260554C0_voltage element=line.Tpx260554C0 terminal=1 mode=0
New Load.260555A0 phases=2 Bus1=SX3048962A.1.2 kv=0.208 status=variable model=1 conn=wye kW=13.30 pf=0.97 Vminpu=.88 | New Monitor.linhaPV_Tpx260555A0_voltage element=line.Tpx260555A0 terminal=1 mode=0
New Load.260558C0 phases=2 Bus1=SX3160861C.1.2 kv=0.208 status=variable model=1 conn=wye kW=4.07 pf=0.97 Vminpu=.88 | New Monitor.linhaPV_Tpx260558C0_voltage element=line.Tpx260558C0 terminal=1 mode=0
New Load.260561C0 phases=2 Bus1=SX3104850C.1.2 kv=0.208 status=variable model=1 conn=wye kW=10.17 pf=0.97 Vminpu=.88 | New Monitor.linhaPV_Tpx260561C0_voltage element=line.Tpx260561C0 terminal=1 mode=0
New Load.260562A0 phases=2 Bus1=SX3251799A.1.2 kv=0.208 status=variable model=1 conn=wye kW=13.30 pf=0.97 Vminpu=.88 | New Monitor.linhaPV_Tpx260562A0_voltage element=line.Tpx260562A0 terminal=1 mode=0
New Load.260567C0 phases=2 Bus1=SX2936211C.1.2 kv=0.208 status=variable model=1 conn=wye kW=6.10 pf=0.97 Vminpu=.88 | New Monitor.linhaPV_Tpx260567C0_voltage element=line.Tpx260567C0 terminal=1 mode=0
New Load.260568C0 phases=2 Bus1=SX2842329C.1.2 kv=0.208 status=variable model=1 conn=wye kW=6.10 pf=0.97 Vminpu=.88 | New Monitor.linhaPV_Tpx260568C0_voltage element=line.Tpx260568C0 terminal=1 mode=0
New Load.260569C0 phases=2 Bus1=SX3104796C.1.2 kv=0.208 status=variable model=1 conn=wye kW=10.17 pf=0.97 Vminpu=.88 | New Monitor.linhaPV_Tpx260569C0_voltage element=line.Tpx260569C0 terminal=1 mode=0
New Load.260572C0 phases=2 Bus1=SX3236004C.1.2 kv=0.208 status=variable model=1 conn=wye kW=6.10 pf=0.97 Vminpu=.88 | New Monitor.linhaPV_Tpx260572C0_voltage element=line.Tpx260572C0 terminal=1 mode=0
New Load.260573C0 phases=2 Bus1=SX3160896C.1.2 kv=0.208 status=variable model=1 conn=wye kW=6.10 pf=0.97 Vminpu=.88 | New Monitor.linhaPV_Tpx260573C0_voltage element=line.Tpx260573C0 terminal=1 mode=0
New Load.260574C0 phases=2 Bus1=SX3123452C.1.2 kv=0.208 status=variable model=1 conn=wye kW=10.17 pf=0.97 Vminpu=.88 | New Monitor.linhaPV_Tpx260574C0_voltage element=line.Tpx260574C0 terminal=1 mode=0
New Load.260575B0 phases=2 Bus1=SX3254869B.1.2 kv=0.208 status=variable model=1 conn=wye kW=5.84 pf=0.97 Vminpu=.88 | New Monitor.linhaPV_Tpx260575B0_voltage element=line.Tpx260575B0 terminal=1 mode=0
New Load.260576C0 phases=2 Bus1=SX3030126C.1.2 kv=0.208 status=variable model=1 conn=wye kW=10.17 pf=0.97 Vminpu=.88 | New Monitor.linhaPV_Tpx260576C0_voltage element=line.Tpx260576C0 terminal=1 mode=0
New Load.260577C0 phases=2 Bus1=SX2767341C.1.2 kv=0.208 status=variable model=1 conn=wye kW=15.26 pf=0.97 Vminpu=.88 | New Monitor.linhaPV_Tpx260577C0_voltage element=line.Tpx260577C0 terminal=1 mode=0
New Load.260581C0 phases=2 Bus1=SX3254870C.1.2 kv=0.208 status=variable model=1 conn=wye kW=10.17 pf=0.97 Vminpu=.88 | New Monitor.linhaPV_Tpx260581C0_voltage element=line.Tpx260581C0 terminal=1 mode=0
New Load.260586B0 phases=2 Bus1=SX3048887B.1.2 kv=0.208 status=variable model=1 conn=wye kW=14.59 pf=0.97 Vminpu=.88 | New Monitor.linhaPV_Tpx260586B0_voltage element=line.Tpx260586B0 terminal=1 mode=0
New Load.260589B0 phases=2 Bus1=SX2955005B.1.2 kv=0.208 status=variable model=1 conn=wye kW=5.84 pf=0.97 Vminpu=.88 | New Monitor.linhaPV_Tpx260589B0_voltage element=line.Tpx260589B0 terminal=1 mode=0
New Load.260590B0 phases=2 Bus1=SX3216988B.1.2 kv=0.208 status=variable model=1 conn=wye kW=9.73 pf=0.97 Vminpu=.88 | New Monitor.linhaPV_Tpx260590B0_voltage element=line.Tpx260590B0 terminal=1 mode=0
New Load.260591B0 phases=2 Bus1=SX3179607B.1.2 kv=0.208 status=variable model=1 conn=wye kW=9.73 pf=0.97 Vminpu=.88 | New Monitor.linhaPV_Tpx260591B0_voltage element=line.Tpx260591B0 terminal=1 mode=0
New Load.260594A0 phases=2 Bus1=SX2898457A.1.2 kv=0.208 status=variable model=1 conn=wye kW=3.55 pf=0.97 Vminpu=.88 | New Monitor.linhaPV_Tpx260594A0_voltage element=line.Tpx260594A0 terminal=1 mode=0
New Load.260595A0 phases=2 Bus1=SX2767340A.1.2 kv=0.208 status=fixed model=1 conn=wye kW=26.60 pf=0.97 Vminpu=.88 | New Monitor.linhaPV_Tpx260595A0_voltage element=line.Tpx260595A0 terminal=1 mode=0
New Load.260595B0 phases=2 Bus1=SX2767340B.1.2 kv=0.208 status=fixed model=1 conn=wye kW=29.18 pf=0.97 Vminpu=.88 | New Monitor.linhaPV_Tpx260595B0_voltage element=line.Tpx260595B0 terminal=1 mode=0
New Load.260595C0 phases=2 Bus1=SX2767340C.1.2 kv=0.208 status=fixed model=1 conn=wye kW=30.52 pf=0.97 Vminpu=.88 | New Monitor.linhaPV_Tpx260595C0_voltage element=line.Tpx260595C0 terminal=1 mode=0
New Load.260598A0 phases=2 Bus1=SX3067478A.1.2 kv=0.208 status=variable model=1 conn=wye kW=13.30 pf=0.97 Vminpu=.88 | New Monitor.linhaPV_Tpx260598A0_voltage element=line.Tpx260598A0 terminal=1 mode=0
New Load.260601C0 phases=2 Bus1=SX2730149C.1.2 kv=0.208 status=variable model=1 conn=wye kW=6.10 pf=0.97 Vminpu=.88 | New Monitor.linhaPV_Tpx260601C0_voltage element=line.Tpx260601C0 terminal=1 mode=0
New Load.260602B0 phases=2 Bus1=SX2989566B.1.2 kv=0.208 status=variable model=1 conn=wye kW=5.84 pf=0.97 Vminpu=.88 | New Monitor.linhaPV_Tpx260602B0_voltage element=line.Tpx260602B0 terminal=1 mode=0
New Load.260605A0 phases=2 Bus1=SX2973791A.1.2 kv=0.208 status=variable model=1 conn=wye kW=17.74 pf=0.97 Vminpu=.88 | New Monitor.linhaPV_Tpx260605A0_voltage element=line.Tpx260605A0 terminal=1 mode=0
New Load.260607B0 phases=2 Bus1=SX3029055B.1.2 kv=0.208 status=variable model=1 conn=wye kW=14.59 pf=0.97 Vminpu=.88 | New Monitor.linhaPV_Tpx260607B0_voltage element=line.Tpx260607B0 terminal=1 mode=0
New Load.260620C0 phases=2 Bus1=SX3067506C.1.2 kv=0.208 status=variable model=1 conn=wye kW=4.07 pf=0.97 Vminpu=.88 | New Monitor.linhaPV_Tpx260620C0_voltage element=line.Tpx260620C0 terminal=1 mode=0
New Load.260621C0 phases=2 Bus1=SX2898515C.1.2 kv=0.208 status=variable model=1 conn=wye kW=10.17 pf=0.97 Vminpu=.88 | New Monitor.linhaPV_Tpx260621C0_voltage element=line.Tpx260621C0 terminal=1 mode=0
New Load.260622C0 phases=2 Bus1=SX3198347C.1.2 kv=0.208 status=variable model=1 conn=wye kW=6.10 pf=0.97 Vminpu=.88 | New Monitor.linhaPV_Tpx260622C0_voltage element=line.Tpx260622C0 terminal=1 mode=0
New Load.260624C0 phases=2 Bus1=SX3048946C.1.2 kv=0.208 status=variable model=1 conn=wye kW=6.10 pf=0.97 Vminpu=.88 | New Monitor.linhaPV_Tpx260624C0_voltage element=line.Tpx260624C0 terminal=1 mode=0
New Load.260625C0 phases=2 Bus1=SX3048966C.1.2 kv=0.208 status=variable model=1 conn=wye kW=6.10 pf=0.97 Vminpu=.88 | New Monitor.linhaPV_Tpx260625C0_voltage element=line.Tpx260625C0 terminal=1 mode=0
New Load.260627A0 phases=2 Bus1=SX2992656A.1.2 kv=0.208 status=variable model=1 conn=wye kW=13.30 pf=0.97 Vminpu=.88 | New Monitor.linhaPV_Tpx260627A0_voltage element=line.Tpx260627A0 terminal=1 mode=0
New Load.260630B0 phases=2 Bus1=SX2973833B.1.2 kv=0.208 status=variable model=1 conn=wye kW=5.84 pf=0.97 Vminpu=.88 | New Monitor.linhaPV_Tpx260630B0_voltage element=line.Tpx260630B0 terminal=1 mode=0
New Load.260631A0 phases=2 Bus1=SX2786266A.1.2 kv=0.208 status=variable model=1 conn=wye kW=5.32 pf=0.97 Vminpu=.88 | New Monitor.linhaPV_Tpx260631A0_voltage element=line.Tpx260631A0 terminal=1 mode=0
New Load.260632A0 phases=2 Bus1=SX2917333A.1.2 kv=0.208 status=variable model=1 conn=wye kW=8.87 pf=0.97 Vminpu=.88 | New Monitor.linhaPV_Tpx260632A0_voltage element=line.Tpx260632A0 terminal=1 mode=0
New Load.260634A0 phases=2 Bus1=SX2842383A.1.2 kv=0.208 status=variable model=1 conn=wye kW=5.32 pf=0.97 Vminpu=.88 | New Monitor.linhaPV_Tpx260634A0_voltage element=line.Tpx260634A0 terminal=1 mode=0
New Load.260637C0 phases=2 Bus1=SX2842384C.1.2 kv=0.208 status=variable model=1 conn=wye kW=4.07 pf=0.97 Vminpu=.88 | New Monitor.linhaPV_Tpx260637C0_voltage element=line.Tpx260637C0 terminal=1 mode=0
New Load.260638C0 phases=2 Bus1=SX3160871C.1.2 kv=0.208 status=variable model=1 conn=wye kW=10.17 pf=0.97 Vminpu=.88 | New Monitor.linhaPV_Tpx260638C0_voltage element=line.Tpx260638C0 terminal=1 mode=0
New Load.260639C0 phases=2 Bus1=SX3030203C.1.2 kv=0.208 status=variable model=1 conn=wye kW=10.17 pf=0.97 Vminpu=.88 | New Monitor.linhaPV_Tpx260639C0_voltage element=line.Tpx260639C0 terminal=1 mode=0
New Load.260640C0 phases=2 Bus1=SX3179673C.1.2 kv=0.208 status=variable model=1 conn=wye kW=6.10 pf=0.97 Vminpu=.88 | New Monitor.linhaPV_Tpx260640C0_voltage element=line.Tpx260640C0 terminal=1 mode=0
New Load.260641B0 phases=2 Bus1=SX3048965B.1.2 kv=0.208 status=variable model=1 conn=wye kW=14.59 pf=0.97 Vminpu=.88 | New Monitor.linhaPV_Tpx260641B0_voltage element=line.Tpx260641B0 terminal=1 mode=0
New Load.260643A0 phases=2 Bus1=SX2692660A.1.2 kv=0.208 status=variable model=1 conn=wye kW=17.74 pf=0.97 Vminpu=.88 | New Monitor.linhaPV_Tpx260643A0_voltage element=line.Tpx260643A0 terminal=1 mode=0
New Load.260647A0 phases=2 Bus1=SX2805034A.1.2 kv=0.208 status=variable model=1 conn=wye kW=3.55 pf=0.97 Vminpu=.88 | New Monitor.linhaPV_Tpx260647A0_voltage element=line.Tpx260647A0 terminal=1 mode=0
New Load.260648A0 phases=2 Bus1=SX2898522A.1.2 kv=0.208 status=variable model=1 conn=wye kW=8.87 pf=0.97 Vminpu=.88 | New Monitor.linhaPV_Tpx260648A0_voltage element=line.Tpx260648A0 terminal=1 mode=0
New Load.260650A0 phases=2 Bus1=SX2692661A.1.2 kv=0.208 status=variable model=1 conn=wye kW=8.87 pf=0.97 Vminpu=.88 | New Monitor.linhaPV_Tpx260650A0_voltage element=line.Tpx260650A0 terminal=1 mode=0
New Load.262075C0 phases=2 Bus1=SX3067448C.1.2 kv=0.208 status=variable model=1 conn=wye kW=10.17 pf=0.97 Vminpu=.88 | New Monitor.linhaPV_Tpx262075C0_voltage element=line.Tpx262075C0 terminal=1 mode=0
New Load.274903C0 phases=2 Bus1=SX2935552C.1.2 kv=0.208 status=variable model=1 conn=wye kW=6.10 pf=0.97 Vminpu=.88 | New Monitor.linhaPV_Tpx274903C0_voltage element=line.Tpx274903C0 terminal=1 mode=0
New Load.274985C0 phases=2 Bus1=SX2822864C.1.2 kv=0.208 status=variable model=1 conn=wye kW=6.10 pf=0.97 Vminpu=.88 | New Monitor.linhaPV_Tpx274985C0_voltage element=line.Tpx274985C0 terminal=1 mode=0
New Load.274986C0 phases=2 Bus1=SX2822865C.1.2 kv=0.208 status=variable model=1 conn=wye kW=4.07 pf=0.97 Vminpu=.88 | New Monitor.linhaPV_Tpx274986C0_voltage element=line.Tpx274986C0 terminal=1 mode=0
New Load.274987C0 phases=2 Bus1=SX2916605C.1.2 kv=0.208 status=variable model=1 conn=wye kW=6.10 pf=0.97 Vminpu=.88 | New Monitor.linhaPV_Tpx274987C0_voltage element=line.Tpx274987C0 terminal=1 mode=0
New Load.274988C0 phases=2 Bus1=SX3085394C.1.2 kv=0.208 status=variable model=1 conn=wye kW=6.10 pf=0.97 Vminpu=.88 | New Monitor.linhaPV_Tpx274988C0_voltage element=line.Tpx274988C0 terminal=1 mode=0
New Load.274992C0 phases=2 Bus1=SX2804250C.1.2 kv=0.208 status=variable model=1 conn=wye kW=10.17 pf=0.97 Vminpu=.88 | New Monitor.linhaPV_Tpx274992C0_voltage element=line.Tpx274992C0 terminal=1 mode=0
New Load.274994C0 phases=2 Bus1=SX3048205C.1.2 kv=0.208 status=variable model=1 conn=wye kW=10.17 pf=0.97 Vminpu=.88 | New Monitor.linhaPV_Tpx274994C0_voltage element=line.Tpx274994C0 terminal=1 mode=0
New Load.274997C0 phases=2 Bus1=SX3048228C.1.2 kv=0.208 status=variable model=1 conn=wye kW=10.17 pf=0.97 Vminpu=.88 | New Monitor.linhaPV_Tpx274997C0_voltage element=line.Tpx274997C0 terminal=1 mode=0
New Load.274999C0 phases=2 Bus1=SX2935550C.1.2 kv=0.208 status=variable model=1 conn=wye kW=10.17 pf=0.97 Vminpu=.88 | New Monitor.linhaPV_Tpx274999C0_voltage element=line.Tpx274999C0 terminal=1 mode=0
New Load.275000C0 phases=2 Bus1=SX2710509C.1.2 kv=0.208 status=variable model=1 conn=wye kW=6.10 pf=0.97 Vminpu=.88 | New Monitor.linhaPV_Tpx275000C0_voltage element=line.Tpx275000C0 terminal=1 mode=0
New Load.275001C0 phases=2 Bus1=SX2822862C.1.2 kv=0.208 status=variable model=1 conn=wye kW=6.10 pf=0.97 Vminpu=.88 | New Monitor.linhaPV_Tpx275001C0_voltage element=line.Tpx275001C0 terminal=1 mode=0
New Load.275002C0 phases=2 Bus1=SX3066806C.1.2 kv=0.208 status=variable model=1 conn=wye kW=6.10 pf=0.97 Vminpu=.88 | New Monitor.linhaPV_Tpx275002C0_voltage element=line.Tpx275002C0 terminal=1 mode=0
New Load.275007C0 phases=2 Bus1=SX2916606C.1.2 kv=0.208 status=variable model=1 conn=wye kW=6.10 pf=0.97 Vminpu=.88 | New Monitor.linhaPV_Tpx275007C0_voltage element=line.Tpx275007C0 terminal=1 mode=0
New Load.275008C0 phases=2 Bus1=SX3235243C.1.2 kv=0.208 status=variable model=1 conn=wye kW=10.17 pf=0.97 Vminpu=.88 | New Monitor.linhaPV_Tpx275008C0_voltage element=line.Tpx275008C0 terminal=1 mode=0
New Load.275247B0 phases=2 Bus1=SX2786273B.1.2 kv=0.208 status=variable model=1 conn=wye kW=9.73 pf=0.97 Vminpu=.88 | New Monitor.linhaPV_Tpx275247B0_voltage element=line.Tpx275247B0 terminal=1 mode=0
New Load.275248B0 phases=2 Bus1=SX2805036B.1.2 kv=0.208 status=variable model=1 conn=wye kW=3.89 pf=0.97 Vminpu=.88 | New Monitor.linhaPV_Tpx275248B0_voltage element=line.Tpx275248B0 terminal=1 mode=0
New Load.293422C0 phases=2 Bus1=SX3178997C.1.2 kv=0.208 status=variable model=1 conn=wye kW=6.10 pf=0.97 Vminpu=.88 | New Monitor.linhaPV_Tpx293422C0_voltage element=line.Tpx293422C0 terminal=1 mode=0
New Load.293423B0 phases=2 Bus1=SX3122849B.1.2 kv=0.208 status=variable model=1 conn=wye kW=5.84 pf=0.97 Vminpu=.88 | New Monitor.linhaPV_Tpx293423B0_voltage element=line.Tpx293423B0 terminal=1 mode=0
New Load.293424C0 phases=2 Bus1=SX2766750C.1.2 kv=0.208 status=variable model=1 conn=wye kW=15.26 pf=0.97 Vminpu=.88 | New Monitor.linhaPV_Tpx293424C0_voltage element=line.Tpx293424C0 terminal=1 mode=0
New Load.293425A0 phases=2 Bus1=SX2763153A.1.2 kv=0.208 status=variable model=1 conn=wye kW=8.87 pf=0.97 Vminpu=.88 | New Monitor.linhaPV_Tpx293425A0_voltage element=line.Tpx293425A0 terminal=1 mode=0
New Load.293427C0 phases=2 Bus1=SX3104157C.1.2 kv=0.208 status=variable model=1 conn=wye kW=10.17 pf=0.97 Vminpu=.88 | New Monitor.linhaPV_Tpx293427C0_voltage element=line.Tpx293427C0 terminal=1 mode=0
New Load.293471A0 phases=2 bus1=SX_293471A.1.2 kv=0.208 status=variable model=1 conn=wye kW=8.87 pf=0.97 Vminpu=.88 | New Monitor.linhaPV_Tpx293471A0_voltage element=line.Tpx293471A0 terminal=1 mode=0
New Load.293471B0 phases=2 bus1=SX_293471B.1.2 kv=0.208 status=variable model=1 conn=wye kW=9.73 pf=0.97 Vminpu=.88 | New Monitor.linhaPV_Tpx293471B0_voltage element=line.Tpx293471B0 terminal=1 mode=0
New Load.293471C0 phases=2 bus1=SX_293471C.1.2 kv=0.208 status=variable model=1 conn=wye kW=10.17 pf=0.97 Vminpu=.88 | New Monitor.linhaPV_Tpx293471C0_voltage element=line.Tpx293471C0 terminal=1 mode=0
New Load.293480A0 phases=2 Bus1=SX2748158A.1.2 kv=0.208 status=variable model=1 conn=wye kW=5.32 pf=0.97 Vminpu=.88 | New Monitor.linhaPV_Tpx293480A0_voltage element=line.Tpx293480A0 terminal=1 mode=0
New Load.293483A0 phases=2 Bus1=SX3104133A.1.2 kv=0.208 status=variable model=1 conn=wye kW=8.87 pf=0.97 Vminpu=.88 | New Monitor.linhaPV_Tpx293483A0_voltage element=line.Tpx293483A0 terminal=1 mode=0
New Load.293486C0 phases=2 Bus1=SX2673346C.1.2 kv=0.208 status=variable model=1 conn=wye kW=10.17 pf=0.97 Vminpu=.88 | New Monitor.linhaPV_Tpx293486C0_voltage element=line.Tpx293486C0 terminal=1 mode=0
New Load.293487B0 phases=2 Bus1=SX3254238B.1.2 kv=0.208 status=variable model=1 conn=wye kW=9.73 pf=0.97 Vminpu=.88 | New Monitor.linhaPV_Tpx293487B0_voltage element=line.Tpx293487B0 terminal=1 mode=0
New Load.293490C0 phases=2 Bus1=SX3048230C.1.2 kv=0.208 status=variable model=1 conn=wye kW=10.17 pf=0.97 Vminpu=.88 | New Monitor.linhaPV_Tpx293490C0_voltage element=line.Tpx293490C0 terminal=1 mode=0
New Load.293492C0 phases=2 Bus1=SX2841637C.1.2 kv=0.208 status=variable model=1 conn=wye kW=10.17 pf=0.97 Vminpu=.88 | New Monitor.linhaPV_Tpx293492C0_voltage element=line.Tpx293492C0 terminal=1 mode=0
New Load.293518B0 phases=2 Bus1=SX2897780B.1.2 kv=0.208 status=variable model=1 conn=wye kW=9.73 pf=0.97 Vminpu=.88 | New Monitor.linhaPV_Tpx293518B0_voltage element=line.Tpx293518B0 terminal=1 mode=0
New Load.293519B0 phases=2 Bus1=SX3235255B.1.2 kv=0.208 status=variable model=1 conn=wye kW=1.95 pf=0.97 Vminpu=.88 | New Monitor.linhaPV_Tpx293519B0_voltage element=line.Tpx293519B0 terminal=1 mode=0
New Load.293521A0 phases=2 Bus1=SX3216370A.1.2 kv=0.208 status=variable model=1 conn=wye kW=3.55 pf=0.97 Vminpu=.88 | New Monitor.linhaPV_Tpx293521A0_voltage element=line.Tpx293521A0 terminal=1 mode=0
New Load.293521B0 phases=2 Bus1=SX3216370B.1.2 kv=0.208 status=variable model=1 conn=wye kW=3.89 pf=0.97 Vminpu=.88 | New Monitor.linhaPV_Tpx293521B0_voltage element=line.Tpx293521B0 terminal=1 mode=0
New Load.293521C0 phases=2 Bus1=SX3216370C.1.2 kv=0.208 status=variable model=1 conn=wye kW=4.07 pf=0.97 Vminpu=.88 | New Monitor.linhaPV_Tpx293521C0_voltage element=line.Tpx293521C0 terminal=1 mode=0
New Load.293522A0 phases=2 Bus1=SX2785527A.1.2 kv=0.208 status=variable model=1 conn=wye kW=5.32 pf=0.97 Vminpu=.88 | New Monitor.linhaPV_Tpx293522A0_voltage element=line.Tpx293522A0 terminal=1 mode=0
New Load.293523A0 phases=2 Bus1=SX2766729A.1.2 kv=0.208 status=variable model=1 conn=wye kW=8.87 pf=0.97 Vminpu=.88 | New Monitor.linhaPV_Tpx293523A0_voltage element=line.Tpx293523A0 terminal=1 mode=0
New Load.293591A0 phases=2 Bus1=SX3197641A.1.2 kv=0.208 status=variable model=1 conn=wye kW=5.32 pf=0.97 Vminpu=.88 | New Monitor.linhaPV_Tpx293591A0_voltage element=line.Tpx293591A0 terminal=1 mode=0
New Load.293592A0 phases=2 Bus1=SX2973161A.1.2 kv=0.208 status=variable model=1 conn=wye kW=13.30 pf=0.97 Vminpu=.88 | New Monitor.linhaPV_Tpx293592A0_voltage element=line.Tpx293592A0 terminal=1 mode=0
New Load.293608C0 phases=2 Bus1=SX2673306C.1.2 kv=0.208 status=variable model=1 conn=wye kW=10.17 pf=0.97 Vminpu=.88 | New Monitor.linhaPV_Tpx293608C0_voltage element=line.Tpx293608C0 terminal=1 mode=0
New Load.293609C0 phases=2 Bus1=SX2785515C.1.2 kv=0.208 status=variable model=1 conn=wye kW=10.17 pf=0.97 Vminpu=.88 | New Monitor.linhaPV_Tpx293609C0_voltage element=line.Tpx293609C0 terminal=1 mode=0
New Load.293644A0 phases=2 Bus1=SX2729429A.1.2 kv=0.208 status=variable model=1 conn=wye kW=8.87 pf=0.97 Vminpu=.88 | New Monitor.linhaPV_Tpx293644A0_voltage element=line.Tpx293644A0 terminal=1 mode=0
New Load.293645A0 phases=2 Bus1=SX2841633A.1.2 kv=0.208 status=variable model=1 conn=wye kW=8.87 pf=0.97 Vminpu=.88 | New Monitor.linhaPV_Tpx293645A0_voltage element=line.Tpx293645A0 terminal=1 mode=0
New Load.293652A0 phases=2 Bus1=SX3235258A.1.2 kv=0.208 status=variable model=1 conn=wye kW=5.32 pf=0.97 Vminpu=.88 | New Monitor.linhaPV_Tpx293652A0_voltage element=line.Tpx293652A0 terminal=1 mode=0
New Load.293652B0 phases=2 Bus1=SX3235258B.1.2 kv=0.208 status=variable model=1 conn=wye kW=14.59 pf=0.97 Vminpu=.88 | New Monitor.linhaPV_Tpx293652B0_voltage element=line.Tpx293652B0 terminal=1 mode=0
New Load.293652C0 phases=2 Bus1=SX3235258C.1.2 kv=0.208 status=variable model=1 conn=wye kW=6.10 pf=0.97 Vminpu=.88 | New Monitor.linhaPV_Tpx293652C0_voltage element=line.Tpx293652C0 terminal=1 mode=0
New Load.293655A0 phases=2 Bus1=SX2729414A.1.2 kv=0.208 status=variable model=1 conn=wye kW=8.87 pf=0.97 Vminpu=.88 | New Monitor.linhaPV_Tpx293655A0_voltage element=line.Tpx293655A0 terminal=1 mode=0
New Load.293655B0 phases=2 Bus1=SX2729414B.1.2 kv=0.208 status=variable model=1 conn=wye kW=9.73 pf=0.97 Vminpu=.88 | New Monitor.linhaPV_Tpx293655B0_voltage element=line.Tpx293655B0 terminal=1 mode=0
New Load.293655C0 phases=2 Bus1=SX2729414C.1.2 kv=0.208 status=variable model=1 conn=wye kW=10.17 pf=0.97 Vminpu=.88 | New Monitor.linhaPV_Tpx293655C0_voltage element=line.Tpx293655C0 terminal=1 mode=0
New Load.293656B0 phases=2 Bus1=SX2973167B.1.2 kv=0.208 status=variable model=1 conn=wye kW=5.84 pf=0.97 Vminpu=.88 | New Monitor.linhaPV_Tpx293656B0_voltage element=line.Tpx293656B0 terminal=1 mode=0
New Load.293657B0 phases=2 Bus1=SX3189189B.1.2 kv=0.208 status=variable model=1 conn=wye kW=5.84 pf=0.97 Vminpu=.88 | New Monitor.linhaPV_Tpx293657B0_voltage element=line.Tpx293657B0 terminal=1 mode=0
New Load.293658C0 phases=2 Bus1=SX3189188C.1.2 kv=0.208 status=variable model=1 conn=wye kW=20.34 pf=0.97 Vminpu=.88 | New Monitor.linhaPV_Tpx293658C0_voltage element=line.Tpx293658C0 terminal=1 mode=0
New Load.293659C0 phases=2 Bus1=SX2935560C.1.2 kv=0.208 status=variable model=1 conn=wye kW=6.10 pf=0.97 Vminpu=.88 | New Monitor.linhaPV_Tpx293659C0_voltage element=line.Tpx293659C0 terminal=1 mode=0
New Load.293660B0 phases=2 Bus1=SX2916610B.1.2 kv=0.208 status=variable model=1 conn=wye kW=9.73 pf=0.97 Vminpu=.88 | New Monitor.linhaPV_Tpx293660B0_voltage element=line.Tpx293660B0 terminal=1 mode=0
New Load.293663C0 phases=2 Bus1=SX3216368C.1.2 kv=0.208 status=variable model=1 conn=wye kW=6.10 pf=0.97 Vminpu=.88 | New Monitor.linhaPV_Tpx293663C0_voltage element=line.Tpx293663C0 terminal=1 mode=0
New Load.293664A0 phases=2 Bus1=SX3207907A.1.2 kv=0.208 status=variable model=1 conn=wye kW=17.74 pf=0.97 Vminpu=.88 | New Monitor.linhaPV_Tpx293664A0_voltage element=line.Tpx293664A0 terminal=1 mode=0
New Load.293664B0 phases=2 Bus1=SX3207907B.1.2 kv=0.208 status=fixed model=1 conn=wye kW=29.18 pf=0.97 Vminpu=.88 | New Monitor.linhaPV_Tpx293664B0_voltage element=line.Tpx293664B0 terminal=1 mode=0
New Load.293664C0 phases=2 Bus1=SX3207907C.1.2 kv=0.208 status=variable model=1 conn=wye kW=20.34 pf=0.97 Vminpu=.88 | New Monitor.linhaPV_Tpx293664C0_voltage element=line.Tpx293664C0 terminal=1 mode=0
New Load.293665C0 phases=2 Bus1=SX2973166C.1.2 kv=0.208 status=variable model=1 conn=wye kW=10.17 pf=0.97 Vminpu=.88 | New Monitor.linhaPV_Tpx293665C0_voltage element=line.Tpx293665C0 terminal=1 mode=0
New Load.293666C0 phases=2 Bus1=SX2710532C.1.2 kv=0.208 status=variable model=1 conn=wye kW=4.07 pf=0.97 Vminpu=.88 | New Monitor.linhaPV_Tpx293666C0_voltage element=line.Tpx293666C0 terminal=1 mode=0
New Load.293667A0 phases=2 Bus1=SX2860504A.1.2 kv=0.208 status=variable model=1 conn=wye kW=5.32 pf=0.97 Vminpu=.88 | New Monitor.linhaPV_Tpx293667A0_voltage element=line.Tpx293667A0 terminal=1 mode=0
New Load.293668A0 phases=2 Bus1=SX3085403A.1.2 kv=0.208 status=variable model=1 conn=wye kW=8.87 pf=0.97 Vminpu=.88 | New Monitor.linhaPV_Tpx293668A0_voltage element=line.Tpx293668A0 terminal=1 mode=0
New Load.293672A0 phases=2 Bus1=SX2954355A.1.2 kv=0.208 status=variable model=1 conn=wye kW=5.32 pf=0.97 Vminpu=.88 | New Monitor.linhaPV_Tpx293672A0_voltage element=line.Tpx293672A0 terminal=1 mode=0
New Load.293673A0 phases=2 Bus1=SX3122827A.1.2 kv=0.208 status=variable model=1 conn=wye kW=8.87 pf=0.97 Vminpu=.88 | New Monitor.linhaPV_Tpx293673A0_voltage element=line.Tpx293673A0 terminal=1 mode=0
New Load.293681A0 phases=2 Bus1=SX3195751A.1.2 kv=0.208 status=variable model=1 conn=wye kW=8.87 pf=0.97 Vminpu=.88 | New Monitor.linhaPV_Tpx293681A0_voltage element=line.Tpx293681A0 terminal=1 mode=0
New Load.294786C0 phases=2 Bus1=SX2766724C.1.2 kv=0.208 status=variable model=1 conn=wye kW=6.10 pf=0.97 Vminpu=.88 | New Monitor.linhaPV_Tpx294786C0_voltage element=line.Tpx294786C0 terminal=1 mode=0
New Load.294787A0 phases=2 Bus1=SX3197647A.1.2 kv=0.208 status=variable model=1 conn=wye kW=3.55 pf=0.97 Vminpu=.88 | New Monitor.linhaPV_Tpx294787A0_voltage element=line.Tpx294787A0 terminal=1 mode=0
New Load.294788A0 phases=2 Bus1=SX2821010A.1.2 kv=0.208 status=variable model=1 conn=wye kW=13.30 pf=0.97 Vminpu=.88 | New Monitor.linhaPV_Tpx294788A0_voltage element=line.Tpx294788A0 terminal=1 mode=0
New Load.294789A0 phases=2 Bus1=SX2895461A.1.2 kv=0.208 status=variable model=1 conn=wye kW=8.87 pf=0.97 Vminpu=.88 | New Monitor.linhaPV_Tpx294789A0_voltage element=line.Tpx294789A0 terminal=1 mode=0
New Load.294809A0 phases=2 Bus1=SX2952014A.1.2 kv=0.208 status=variable model=1 conn=wye kW=5.32 pf=0.97 Vminpu=.88 | New Monitor.linhaPV_Tpx294809A0_voltage element=line.Tpx294809A0 terminal=1 mode=0
New Load.294810A0 phases=2 Bus1=SX3010585A.1.2 kv=0.208 status=variable model=1 conn=wye kW=13.30 pf=0.97 Vminpu=.88 | New Monitor.linhaPV_Tpx294810A0_voltage element=line.Tpx294810A0 terminal=1 mode=0
New Load.294812A0 phases=2 Bus1=SX3120502A.1.2 kv=0.208 status=variable model=1 conn=wye kW=5.32 pf=0.97 Vminpu=.88 | New Monitor.linhaPV_Tpx294812A0_voltage element=line.Tpx294812A0 terminal=1 mode=0
New Load.294842A0 phases=2 Bus1=SX3101789A.1.2 kv=0.208 status=variable model=1 conn=wye kW=8.87 pf=0.97 Vminpu=.88 | New Monitor.linhaPV_Tpx294842A0_voltage element=line.Tpx294842A0 terminal=1 mode=0
New Load.294843A0 phases=2 Bus1=SX3178982A.1.2 kv=0.208 status=variable model=1 conn=wye kW=8.87 pf=0.97 Vminpu=.88 | New Monitor.linhaPV_Tpx294843A0_voltage element=line.Tpx294843A0 terminal=1 mode=0
New Load.294844A0 phases=2 Bus1=SX2841623A.1.2 kv=0.208 status=variable model=1 conn=wye kW=5.32 pf=0.97 Vminpu=.88 | New Monitor.linhaPV_Tpx294844A0_voltage element=line.Tpx294844A0 terminal=1 mode=0
New Load.294845A0 phases=2 Bus1=SX3010563A.1.2 kv=0.208 status=variable model=1 conn=wye kW=5.32 pf=0.97 Vminpu=.88 | New Monitor.linhaPV_Tpx294845A0_voltage element=line.Tpx294845A0 terminal=1 mode=0
New Load.302367B0 phases=2 Bus1=SX2766727B.1.2 kv=0.208 status=variable model=1 conn=wye kW=5.84 pf=0.97 Vminpu=.88 | New Monitor.linhaPV_Tpx302367B0_voltage element=line.Tpx302367B0 terminal=1 mode=0
New Load.302368B0 phases=2 Bus1=SX3029507B.1.2 kv=0.208 status=variable model=1 conn=wye kW=9.73 pf=0.97 Vminpu=.88 | New Monitor.linhaPV_Tpx302368B0_voltage element=line.Tpx302368B0 terminal=1 mode=0
New Load.302369B0 phases=2 Bus1=SX3197643B.1.2 kv=0.208 status=variable model=1 conn=wye kW=9.73 pf=0.97 Vminpu=.88 | New Monitor.linhaPV_Tpx302369B0_voltage element=line.Tpx302369B0 terminal=1 mode=0
New Load.302370B0 phases=2 Bus1=SX3122823B.1.2 kv=0.208 status=variable model=1 conn=wye kW=9.73 pf=0.97 Vminpu=.88 | New Monitor.linhaPV_Tpx302370B0_voltage element=line.Tpx302370B0 terminal=1 mode=0
New Load.302373B0 phases=2 Bus1=SX2766726B.1.2 kv=0.208 status=variable model=1 conn=wye kW=5.84 pf=0.97 Vminpu=.88 | New Monitor.linhaPV_Tpx302373B0_voltage element=line.Tpx302373B0 terminal=1 mode=0
New Load.302374B0 phases=2 Bus1=SX2785526B.1.2 kv=0.208 status=variable model=1 conn=wye kW=5.84 pf=0.97 Vminpu=.88 | New Monitor.linhaPV_Tpx302374B0_voltage element=line.Tpx302374B0 terminal=1 mode=0
New Load.302375B0 phases=2 Bus1=SX2973162B.1.2 kv=0.208 status=variable model=1 conn=wye kW=5.84 pf=0.97 Vminpu=.88 | New Monitor.linhaPV_Tpx302375B0_voltage element=line.Tpx302375B0 terminal=1 mode=0
New Load.302392A0 phases=2 Bus1=SX3010570A.1.2 kv=0.208 status=variable model=1 conn=wye kW=5.32 pf=0.97 Vminpu=.88 | New Monitor.linhaPV_Tpx302392A0_voltage element=line.Tpx302392A0 terminal=1 mode=0
New Load.302400A0 phases=2 Bus1=SX2991919A.1.2 kv=0.208 status=variable model=1 conn=wye kW=5.32 pf=0.97 Vminpu=.88 | New Monitor.linhaPV_Tpx302400A0_voltage element=line.Tpx302400A0 terminal=1 mode=0
New Load.302402A0 phases=2 Bus1=SX3122824A.1.2 kv=0.208 status=variable model=1 conn=wye kW=5.32 pf=0.97 Vminpu=.88 | New Monitor.linhaPV_Tpx302402A0_voltage element=line.Tpx302402A0 terminal=1 mode=0
New Load.302405A0 phases=2 Bus1=SX2860489A.1.2 kv=0.208 status=variable model=1 conn=wye kW=5.32 pf=0.97 Vminpu=.88 | New Monitor.linhaPV_Tpx302405A0_voltage element=line.Tpx302405A0 terminal=1 mode=0
New Load.302410A0 phases=2 Bus1=SX3104131A.1.2 kv=0.208 status=variable model=1 conn=wye kW=8.87 pf=0.97 Vminpu=.88 | New Monitor.linhaPV_Tpx302410A0_voltage element=line.Tpx302410A0 terminal=1 mode=0
New Load.302412A0 phases=2 Bus1=SX3048210A.1.2 kv=0.208 status=variable model=1 conn=wye kW=13.30 pf=0.97 Vminpu=.88 | New Monitor.linhaPV_Tpx302412A0_voltage element=line.Tpx302412A0 terminal=1 mode=0
New Load.302468A0 phases=2 Bus1=SX2897778A.1.2 kv=0.208 status=variable model=1 conn=wye kW=3.55 pf=0.97 Vminpu=.88 | New Monitor.linhaPV_Tpx302468A0_voltage element=line.Tpx302468A0 terminal=1 mode=0
New Load.302469A0 phases=2 Bus1=SX3104132A.1.2 kv=0.208 status=variable model=1 conn=wye kW=5.32 pf=0.97 Vminpu=.88 | New Monitor.linhaPV_Tpx302469A0_voltage element=line.Tpx302469A0 terminal=1 mode=0
New Load.302471A0 phases=2 Bus1=SX3085402A.1.2 kv=0.208 status=variable model=1 conn=wye kW=13.30 pf=0.97 Vminpu=.88 | New Monitor.linhaPV_Tpx302471A0_voltage element=line.Tpx302471A0 terminal=1 mode=0
New Load.302473A0 phases=2 Bus1=SX2804252A.1.2 kv=0.208 status=variable model=1 conn=wye kW=8.87 pf=0.97 Vminpu=.88 | New Monitor.linhaPV_Tpx302473A0_voltage element=line.Tpx302473A0 terminal=1 mode=0
New Load.302474A0 phases=2 Bus1=SX3048214A.1.2 kv=0.208 status=variable model=1 conn=wye kW=8.87 pf=0.97 Vminpu=.88 | New Monitor.linhaPV_Tpx302474A0_voltage element=line.Tpx302474A0 terminal=1 mode=0
New Load.302507B0 phases=2 Bus1=SX3235275B.1.2 kv=0.208 status=variable model=1 conn=wye kW=9.73 pf=0.97 Vminpu=.88 | New Monitor.linhaPV_Tpx302507B0_voltage element=line.Tpx302507B0 terminal=1 mode=0
New Load.302508C0 phases=2 Bus1=SX2897779C.1.2 kv=0.208 status=variable model=1 conn=wye kW=10.17 pf=0.97 Vminpu=.88 | New Monitor.linhaPV_Tpx302508C0_voltage element=line.Tpx302508C0 terminal=1 mode=0
New Load.302509C0 phases=2 Bus1=SX2804261C.1.2 kv=0.208 status=variable model=1 conn=wye kW=6.10 pf=0.97 Vminpu=.88 | New Monitor.linhaPV_Tpx302509C0_voltage element=line.Tpx302509C0 terminal=1 mode=0
New Load.302510C0 phases=2 Bus1=SX3178980C.1.2 kv=0.208 status=variable model=1 conn=wye kW=6.10 pf=0.97 Vminpu=.88 | New Monitor.linhaPV_Tpx302510C0_voltage element=line.Tpx302510C0 terminal=1 mode=0
New Load.302514A0 phases=2 Bus1=SX2973164A.1.2 kv=0.208 status=variable model=1 conn=wye kW=3.55 pf=0.97 Vminpu=.88 | New Monitor.linhaPV_Tpx302514A0_voltage element=line.Tpx302514A0 terminal=1 mode=0
New Load.302637A0 phases=2 Bus1=SX2748132A.1.2 kv=0.208 status=variable model=1 conn=wye kW=5.32 pf=0.97 Vminpu=.88 | New Monitor.linhaPV_Tpx302637A0_voltage element=line.Tpx302637A0 terminal=1 mode=0
New Load.302672C0 phases=2 Bus1=SX3254205C.1.2 kv=0.208 status=variable model=1 conn=wye kW=10.17 pf=0.97 Vminpu=.88 | New Monitor.linhaPV_Tpx302672C0_voltage element=line.Tpx302672C0 terminal=1 mode=0
New Load.302673A0 phases=2 Bus1=SX3010569A.1.2 kv=0.208 status=variable model=1 conn=wye kW=13.30 pf=0.97 Vminpu=.88 | New Monitor.linhaPV_Tpx302673A0_voltage element=line.Tpx302673A0 terminal=1 mode=0
New Load.302674A0 phases=2 Bus1=SX2673321A.1.2 kv=0.208 status=variable model=1 conn=wye kW=8.87 pf=0.97 Vminpu=.88 | New Monitor.linhaPV_Tpx302674A0_voltage element=line.Tpx302674A0 terminal=1 mode=0
New Load.302675A0 phases=2 Bus1=SX2954354A.1.2 kv=0.208 status=variable model=1 conn=wye kW=8.87 pf=0.97 Vminpu=.88 | New Monitor.linhaPV_Tpx302675A0_voltage element=line.Tpx302675A0 terminal=1 mode=0
New Load.302676A0 phases=2 Bus1=SX2710519A.1.2 kv=0.208 status=variable model=1 conn=wye kW=3.55 pf=0.97 Vminpu=.88 | New Monitor.linhaPV_Tpx302676A0_voltage element=line.Tpx302676A0 terminal=1 mode=0
New Load.302677A0 phases=2 Bus1=SX3066819A.1.2 kv=0.208 status=variable model=1 conn=wye kW=8.87 pf=0.97 Vminpu=.88 | New Monitor.linhaPV_Tpx302677A0_voltage element=line.Tpx302677A0 terminal=1 mode=0
New Load.302678A0 phases=2 Bus1=SX3029499A.1.2 kv=0.208 status=variable model=1 conn=wye kW=3.55 pf=0.97 Vminpu=.88 | New Monitor.linhaPV_Tpx302678A0_voltage element=line.Tpx302678A0 terminal=1 mode=0
New Load.302679A0 phases=2 Bus1=SX2897772A.1.2 kv=0.208 status=variable model=1 conn=wye kW=5.32 pf=0.97 Vminpu=.88 | New Monitor.linhaPV_Tpx302679A0_voltage element=line.Tpx302679A0 terminal=1 mode=0
New Load.302731A0 phases=2 Bus1=SX3122826A.1.2 kv=0.208 status=variable model=1 conn=wye kW=8.87 pf=0.97 Vminpu=.88 | New Monitor.linhaPV_Tpx302731A0_voltage element=line.Tpx302731A0 terminal=1 mode=0
New Load.302732A0 phases=2 Bus1=SX2691953A.1.2 kv=0.208 status=variable model=1 conn=wye kW=5.32 pf=0.97 Vminpu=.88 | New Monitor.linhaPV_Tpx302732A0_voltage element=line.Tpx302732A0 terminal=1 mode=0
New Load.302733A0 phases=2 Bus1=SX2860491A.1.2 kv=0.208 status=variable model=1 conn=wye kW=3.55 pf=0.97 Vminpu=.88 | New Monitor.linhaPV_Tpx302733A0_voltage element=line.Tpx302733A0 terminal=1 mode=0
New Load.302733B0 phases=2 Bus1=SX2860491B.1.2 kv=0.208 status=variable model=1 conn=wye kW=14.59 pf=0.97 Vminpu=.88 | New Monitor.linhaPV_Tpx302733B0_voltage element=line.Tpx302733B0 terminal=1 mode=0
New Load.302734A0 phases=2 Bus1=SX2991922A.1.2 kv=0.208 status=variable model=1 conn=wye kW=5.32 pf=0.97 Vminpu=.88 | New Monitor.linhaPV_Tpx302734A0_voltage element=line.Tpx302734A0 terminal=1 mode=0
New Load.302735A0 phases=2 Bus1=SX2991923A.1.2 kv=0.208 status=variable model=1 conn=wye kW=8.87 pf=0.97 Vminpu=.88 | New Monitor.linhaPV_Tpx302735A0_voltage element=line.Tpx302735A0 terminal=1 mode=0
New Load.302803C0 phases=2 Bus1=SX3085400C.1.2 kv=0.208 status=variable model=1 conn=wye kW=10.17 pf=0.97 Vminpu=.88 | New Monitor.linhaPV_Tpx302803C0_voltage element=line.Tpx302803C0 terminal=1 mode=0
New Load.302804C0 phases=2 Bus1=SX3141399C.1.2 kv=0.208 status=variable model=1 conn=wye kW=15.26 pf=0.97 Vminpu=.88 | New Monitor.linhaPV_Tpx302804C0_voltage element=line.Tpx302804C0 terminal=1 mode=0
New Load.302805C0 phases=2 Bus1=SX2954351C.1.2 kv=0.208 status=variable model=1 conn=wye kW=6.10 pf=0.97 Vminpu=.88 | New Monitor.linhaPV_Tpx302805C0_voltage element=line.Tpx302805C0 terminal=1 mode=0
New Load.302807C0 phases=2 Bus1=SX3235266C.1.2 kv=0.208 status=variable model=1 conn=wye kW=10.17 pf=0.97 Vminpu=.88 | New Monitor.linhaPV_Tpx302807C0_voltage element=line.Tpx302807C0 terminal=1 mode=0
New Load.302808C0 phases=2 Bus1=SX2841626C.1.2 kv=0.208 status=variable model=1 conn=wye kW=4.07 pf=0.97 Vminpu=.88 | New Monitor.linhaPV_Tpx302808C0_voltage element=line.Tpx302808C0 terminal=1 mode=0
New Load.302809C0 phases=2 Bus1=SX2954350C.1.2 kv=0.208 status=variable model=1 conn=wye kW=6.10 pf=0.97 Vminpu=.88 | New Monitor.linhaPV_Tpx302809C0_voltage element=line.Tpx302809C0 terminal=1 mode=0
New Load.302810C0 phases=2 Bus1=SX3178977C.1.2 kv=0.208 status=variable model=1 conn=wye kW=6.10 pf=0.97 Vminpu=.88 | New Monitor.linhaPV_Tpx302810C0_voltage element=line.Tpx302810C0 terminal=1 mode=0
New Load.302811C0 phases=2 Bus1=SX3160105C.1.2 kv=0.208 status=variable model=1 conn=wye kW=6.10 pf=0.97 Vminpu=.88 | New Monitor.linhaPV_Tpx302811C0_voltage element=line.Tpx302811C0 terminal=1 mode=0
New Load.302812C0 phases=2 Bus1=SX2691945C.1.2 kv=0.208 status=variable model=1 conn=wye kW=10.17 pf=0.97 Vminpu=.88 | New Monitor.linhaPV_Tpx302812C0_voltage element=line.Tpx302812C0 terminal=1 mode=0
New Load.302813C0 phases=2 Bus1=SX3010567C.1.2 kv=0.208 status=variable model=1 conn=wye kW=6.10 pf=0.97 Vminpu=.88 | New Monitor.linhaPV_Tpx302813C0_voltage element=line.Tpx302813C0 terminal=1 mode=0
New Load.302834C0 phases=2 Bus1=SX2841625C.1.2 kv=0.208 status=variable model=1 conn=wye kW=4.07 pf=0.97 Vminpu=.88 | New Monitor.linhaPV_Tpx302834C0_voltage element=line.Tpx302834C0 terminal=1 mode=0
New Load.302858C0 phases=2 Bus1=SX2897776C.1.2 kv=0.208 status=variable model=1 conn=wye kW=10.17 pf=0.97 Vminpu=.88 | New Monitor.linhaPV_Tpx302858C0_voltage element=line.Tpx302858C0 terminal=1 mode=0
New Load.302859C0 phases=2 Bus1=SX3254215C.1.2 kv=0.208 status=variable model=1 conn=wye kW=6.10 pf=0.97 Vminpu=.88 | New Monitor.linhaPV_Tpx302859C0_voltage element=line.Tpx302859C0 terminal=1 mode=0
New Load.302860C0 phases=2 Bus1=SX3122819C.1.2 kv=0.208 status=variable model=1 conn=wye kW=15.26 pf=0.97 Vminpu=.88 | New Monitor.linhaPV_Tpx302860C0_voltage element=line.Tpx302860C0 terminal=1 mode=0
New Load.302861C0 phases=2 Bus1=SX2748133C.1.2 kv=0.208 status=variable model=1 conn=wye kW=6.10 pf=0.97 Vminpu=.88 | New Monitor.linhaPV_Tpx302861C0_voltage element=line.Tpx302861C0 terminal=1 mode=0
New Load.302862C0 phases=2 Bus1=SX3085399C.1.2 kv=0.208 status=variable model=1 conn=wye kW=6.10 pf=0.97 Vminpu=.88 | New Monitor.linhaPV_Tpx302862C0_voltage element=line.Tpx302862C0 terminal=1 mode=0
New Load.310560A0 phases=2 Bus1=SX2879074A.1.2 kv=0.208 status=variable model=1 conn=wye kW=5.32 pf=0.97 Vminpu=.88 | New Monitor.linhaPV_Tpx310560A0_voltage element=line.Tpx310560A0 terminal=1 mode=0
New Load.310561A0 phases=2 Bus1=SX3122820A.1.2 kv=0.208 status=variable model=1 conn=wye kW=8.87 pf=0.97 Vminpu=.88 | New Monitor.linhaPV_Tpx310561A0_voltage element=line.Tpx310561A0 terminal=1 mode=0
New Load.310568A0 phases=2 Bus1=SX2710517A.1.2 kv=0.208 status=variable model=1 conn=wye kW=5.32 pf=0.97 Vminpu=.88 | New Monitor.linhaPV_Tpx310568A0_voltage element=line.Tpx310568A0 terminal=1 mode=0
New Load.310569A0 phases=2 Bus1=SX3197639A.1.2 kv=0.208 status=variable model=1 conn=wye kW=8.87 pf=0.97 Vminpu=.88 | New Monitor.linhaPV_Tpx310569A0_voltage element=line.Tpx310569A0 terminal=1 mode=0
New Load.310570A0 phases=2 Bus1=SX3160106A.1.2 kv=0.208 status=variable model=1 conn=wye kW=8.87 pf=0.97 Vminpu=.88 | New Monitor.linhaPV_Tpx310570A0_voltage element=line.Tpx310570A0 terminal=1 mode=0
New Load.321159A0 phases=2 Bus1=SX3008248A.1.2 kv=0.208 status=variable model=1 conn=wye kW=5.32 pf=0.97 Vminpu=.88 | New Monitor.linhaPV_Tpx321159A0_voltage element=line.Tpx321159A0 terminal=1 mode=0
New Load.321836A0 phases=2 Bus1=SX3235247A.1.2 kv=0.208 status=variable model=1 conn=wye kW=5.32 pf=0.97 Vminpu=.88 | New Monitor.linhaPV_Tpx321836A0_voltage element=line.Tpx321836A0 terminal=1 mode=0
New Load.321837A0 phases=2 Bus1=SX2673312A.1.2 kv=0.208 status=variable model=1 conn=wye kW=8.87 pf=0.97 Vminpu=.88 | New Monitor.linhaPV_Tpx321837A0_voltage element=line.Tpx321837A0 terminal=1 mode=0
New Load.321838A0 phases=2 Bus1=SX2691944A.1.2 kv=0.208 status=variable model=1 conn=wye kW=8.87 pf=0.97 Vminpu=.88 | New Monitor.linhaPV_Tpx321838A0_voltage element=line.Tpx321838A0 terminal=1 mode=0
New Load.321839A0 phases=2 Bus1=SX2710516A.1.2 kv=0.208 status=variable model=1 conn=wye kW=8.87 pf=0.97 Vminpu=.88 | New Monitor.linhaPV_Tpx321839A0_voltage element=line.Tpx321839A0 terminal=1 mode=0
New Load.321840B0 phases=2 Bus1=SX2804256B.1.2 kv=0.208 status=variable model=1 conn=wye kW=3.89 pf=0.97 Vminpu=.88 | New Monitor.linhaPV_Tpx321840B0_voltage element=line.Tpx321840B0 terminal=1 mode=0
New Load.321841B0 phases=2 Bus1=SX2954347B.1.2 kv=0.208 status=variable model=1 conn=wye kW=9.73 pf=0.97 Vminpu=.88 | New Monitor.linhaPV_Tpx321841B0_voltage element=line.Tpx321841B0 terminal=1 mode=0
New Load.321845B0 phases=2 Bus1=SX3178975B.1.2 kv=0.208 status=variable model=1 conn=wye kW=9.73 pf=0.97 Vminpu=.88 | New Monitor.linhaPV_Tpx321845B0_voltage element=line.Tpx321845B0 terminal=1 mode=0
New Load.321847B0 phases=2 Bus1=SX3160100B.1.2 kv=0.208 status=variable model=1 conn=wye kW=5.84 pf=0.97 Vminpu=.88 | New Monitor.linhaPV_Tpx321847B0_voltage element=line.Tpx321847B0 terminal=1 mode=0
New Load.321848B0 phases=2 Bus1=SX3085390B.1.2 kv=0.208 status=variable model=1 conn=wye kW=5.84 pf=0.97 Vminpu=.88 | New Monitor.linhaPV_Tpx321848B0_voltage element=line.Tpx321848B0 terminal=1 mode=0
New Load.321849B0 phases=2 Bus1=SX2748152B.1.2 kv=0.208 status=variable model=1 conn=wye kW=5.84 pf=0.97 Vminpu=.88 | New Monitor.linhaPV_Tpx321849B0_voltage element=line.Tpx321849B0 terminal=1 mode=0
New Load.321851B0 phases=2 Bus1=SX2729434B.1.2 kv=0.208 status=variable model=1 conn=wye kW=5.84 pf=0.97 Vminpu=.88 | New Monitor.linhaPV_Tpx321851B0_voltage element=line.Tpx321851B0 terminal=1 mode=0
New Load.321852C0 phases=2 Bus1=SX2916608C.1.2 kv=0.208 status=variable model=1 conn=wye kW=4.07 pf=0.97 Vminpu=.88 | New Monitor.linhaPV_Tpx321852C0_voltage element=line.Tpx321852C0 terminal=1 mode=0
New Load.321853B0 phases=2 Bus1=SX2673313B.1.2 kv=0.208 status=variable model=1 conn=wye kW=9.73 pf=0.97 Vminpu=.88 | New Monitor.linhaPV_Tpx321853B0_voltage element=line.Tpx321853B0 terminal=1 mode=0
New Load.321854B0 phases=2 Bus1=SX2804257B.1.2 kv=0.208 status=variable model=1 conn=wye kW=5.84 pf=0.97 Vminpu=.88 | New Monitor.linhaPV_Tpx321854B0_voltage element=line.Tpx321854B0 terminal=1 mode=0
New Load.321855B0 phases=2 Bus1=SX2860485B.1.2 kv=0.208 status=variable model=1 conn=wye kW=5.84 pf=0.97 Vminpu=.88 | New Monitor.linhaPV_Tpx321855B0_voltage element=line.Tpx321855B0 terminal=1 mode=0
New Load.321856B0 phases=2 Bus1=SX2860506B.1.2 kv=0.208 status=variable model=1 conn=wye kW=5.84 pf=0.97 Vminpu=.88 | New Monitor.linhaPV_Tpx321856B0_voltage element=line.Tpx321856B0 terminal=1 mode=0
New Load.321858B0 phases=2 Bus1=SX3122815B.1.2 kv=0.208 status=variable model=1 conn=wye kW=5.84 pf=0.97 Vminpu=.88 | New Monitor.linhaPV_Tpx321858B0_voltage element=line.Tpx321858B0 terminal=1 mode=0
New Load.321859B0 phases=2 Bus1=SX3254213B.1.2 kv=0.208 status=variable model=1 conn=wye kW=9.73 pf=0.97 Vminpu=.88 | New Monitor.linhaPV_Tpx321859B0_voltage element=line.Tpx321859B0 terminal=1 mode=0
New Load.321860B0 phases=2 Bus1=SX2785543B.1.2 kv=0.208 status=variable model=1 conn=wye kW=9.73 pf=0.97 Vminpu=.88 | New Monitor.linhaPV_Tpx321860B0_voltage element=line.Tpx321860B0 terminal=1 mode=0
New Load.321861C0 phases=2 Bus1=SX3235248C.1.2 kv=0.208 status=variable model=1 conn=wye kW=6.10 pf=0.97 Vminpu=.88 | New Monitor.linhaPV_Tpx321861C0_voltage element=line.Tpx321861C0 terminal=1 mode=0
New Load.321874A0 phases=2 Bus1=SX2764412A.1.2 kv=0.208 status=variable model=1 conn=wye kW=8.87 pf=0.97 Vminpu=.88 | New Monitor.linhaPV_Tpx321874A0_voltage element=line.Tpx321874A0 terminal=1 mode=0
New Load.321876A0 phases=2 Bus1=SX3027132A.1.2 kv=0.208 status=variable model=1 conn=wye kW=5.32 pf=0.97 Vminpu=.88 | New Monitor.linhaPV_Tpx321876A0_voltage element=line.Tpx321876A0 terminal=1 mode=0
New Load.321877A0 phases=2 Bus1=SX3101787A.1.2 kv=0.208 status=variable model=1 conn=wye kW=8.87 pf=0.97 Vminpu=.88 | New Monitor.linhaPV_Tpx321877A0_voltage element=line.Tpx321877A0 terminal=1 mode=0
New Load.321878A0 phases=2 Bus1=SX3101788A.1.2 kv=0.208 status=variable model=1 conn=wye kW=8.87 pf=0.97 Vminpu=.88 | New Monitor.linhaPV_Tpx321878A0_voltage element=line.Tpx321878A0 terminal=1 mode=0
New Load.321880A0 phases=2 Bus1=SX2876812A.1.2 kv=0.208 status=variable model=1 conn=wye kW=5.32 pf=0.97 Vminpu=.88 | New Monitor.linhaPV_Tpx321880A0_voltage element=line.Tpx321880A0 terminal=1 mode=0
New Load.321881A0 phases=2 Bus1=SX2970811A.1.2 kv=0.208 status=variable model=1 conn=wye kW=8.87 pf=0.97 Vminpu=.88 | New Monitor.linhaPV_Tpx321881A0_voltage element=line.Tpx321881A0 terminal=1 mode=0
New Load.321882C0 phases=2 Bus1=SX2916607C.1.2 kv=0.208 status=variable model=1 conn=wye kW=10.17 pf=0.97 Vminpu=.88 | New Monitor.linhaPV_Tpx321882C0_voltage element=line.Tpx321882C0 terminal=1 mode=0
New Load.321883C0 phases=2 Bus1=SX3010564C.1.2 kv=0.208 status=variable model=1 conn=wye kW=6.10 pf=0.97 Vminpu=.88 | New Monitor.linhaPV_Tpx321883C0_voltage element=line.Tpx321883C0 terminal=1 mode=0
New Load.321884C0 phases=2 Bus1=SX2710515C.1.2 kv=0.208 status=variable model=1 conn=wye kW=15.26 pf=0.97 Vminpu=.88 | New Monitor.linhaPV_Tpx321884C0_voltage element=line.Tpx321884C0 terminal=1 mode=0
New Load.321886C0 phases=2 Bus1=SX2766746C.1.2 kv=0.208 status=variable model=1 conn=wye kW=10.17 pf=0.97 Vminpu=.88 | New Monitor.linhaPV_Tpx321886C0_voltage element=line.Tpx321886C0 terminal=1 mode=0
New Load.321887C0 phases=2 Bus1=SX2691941C.1.2 kv=0.208 status=variable model=1 conn=wye kW=10.17 pf=0.97 Vminpu=.88 | New Monitor.linhaPV_Tpx321887C0_voltage element=line.Tpx321887C0 terminal=1 mode=0
New Load.321888C0 phases=2 Bus1=SX3235241C.1.2 kv=0.208 status=variable model=1 conn=wye kW=10.17 pf=0.97 Vminpu=.88 | New Monitor.linhaPV_Tpx321888C0_voltage element=line.Tpx321888C0 terminal=1 mode=0
New Load.321890C0 phases=2 Bus1=SX3104118C.1.2 kv=0.208 status=variable model=1 conn=wye kW=15.26 pf=0.97 Vminpu=.88 | New Monitor.linhaPV_Tpx321890C0_voltage element=line.Tpx321890C0 terminal=1 mode=0
New Load.321891C0 phases=2 Bus1=SX2748126C.1.2 kv=0.208 status=variable model=1 conn=wye kW=10.17 pf=0.97 Vminpu=.88 | New Monitor.linhaPV_Tpx321891C0_voltage element=line.Tpx321891C0 terminal=1 mode=0
New Load.321892C0 phases=2 Bus1=SX3235267C.1.2 kv=0.208 status=variable model=1 conn=wye kW=10.17 pf=0.97 Vminpu=.88 | New Monitor.linhaPV_Tpx321892C0_voltage element=line.Tpx321892C0 terminal=1 mode=0
New Load.321893C0 phases=2 Bus1=SX2841645C.1.2 kv=0.208 status=variable model=1 conn=wye kW=10.17 pf=0.97 Vminpu=.88 | New Monitor.linhaPV_Tpx321893C0_voltage element=line.Tpx321893C0 terminal=1 mode=0
New Load.321894C0 phases=2 Bus1=SX3066829C.1.2 kv=0.208 status=variable model=1 conn=wye kW=10.17 pf=0.97 Vminpu=.88 | New Monitor.linhaPV_Tpx321894C0_voltage element=line.Tpx321894C0 terminal=1 mode=0
New Load.323233B0 phases=2 Bus1=SX3254203B.1.2 kv=0.208 status=variable model=1 conn=wye kW=5.84 pf=0.97 Vminpu=.88 | New Monitor.linhaPV_Tpx323233B0_voltage element=line.Tpx323233B0 terminal=1 mode=0
New Load.323234B0 phases=2 Bus1=SX2860480B.1.2 kv=0.208 status=variable model=1 conn=wye kW=9.73 pf=0.97 Vminpu=.88 | New Monitor.linhaPV_Tpx323234B0_voltage element=line.Tpx323234B0 terminal=1 mode=0
New Load.323235B0 phases=2 Bus1=SX3197624B.1.2 kv=0.208 status=variable model=1 conn=wye kW=1.95 pf=0.97 Vminpu=.88 | New Monitor.linhaPV_Tpx323235B0_voltage element=line.Tpx323235B0 terminal=1 mode=0
New Load.323236B0 phases=2 Bus1=SX2822860B.1.2 kv=0.208 status=variable model=1 conn=wye kW=9.73 pf=0.97 Vminpu=.88 | New Monitor.linhaPV_Tpx323236B0_voltage element=line.Tpx323236B0 terminal=1 mode=0
New Load.323237B0 phases=2 Bus1=SX3048199B.1.2 kv=0.208 status=variable model=1 conn=wye kW=5.84 pf=0.97 Vminpu=.88 | New Monitor.linhaPV_Tpx323237B0_voltage element=line.Tpx323237B0 terminal=1 mode=0
New Load.323241B0 phases=2 Bus1=SX2710508B.1.2 kv=0.208 status=variable model=1 conn=wye kW=5.84 pf=0.97 Vminpu=.88 | New Monitor.linhaPV_Tpx323241B0_voltage element=line.Tpx323241B0 terminal=1 mode=0
New Load.323242B0 phases=2 Bus1=SX3122810B.1.2 kv=0.208 status=variable model=1 conn=wye kW=9.73 pf=0.97 Vminpu=.88 | New Monitor.linhaPV_Tpx323242B0_voltage element=line.Tpx323242B0 terminal=1 mode=0
New Load.323243B0 phases=2 Bus1=SX2897765B.1.2 kv=0.208 status=variable model=1 conn=wye kW=5.84 pf=0.97 Vminpu=.88 | New Monitor.linhaPV_Tpx323243B0_voltage element=line.Tpx323243B0 terminal=1 mode=0
New Load.323244B0 phases=2 Bus1=SX2804248B.1.2 kv=0.208 status=variable model=1 conn=wye kW=3.89 pf=0.97 Vminpu=.88 | New Monitor.linhaPV_Tpx323244B0_voltage element=line.Tpx323244B0 terminal=1 mode=0
New Load.323245B0 phases=2 Bus1=SX2785512B.1.2 kv=0.208 status=variable model=1 conn=wye kW=9.73 pf=0.97 Vminpu=.88 | New Monitor.linhaPV_Tpx323245B0_voltage element=line.Tpx323245B0 terminal=1 mode=0
New Load.323247B0 phases=2 Bus1=SX2935553B.1.2 kv=0.208 status=variable model=1 conn=wye kW=9.73 pf=0.97 Vminpu=.88 | New Monitor.linhaPV_Tpx323247B0_voltage element=line.Tpx323247B0 terminal=1 mode=0
New Load.323248B0 phases=2 Bus1=SX3048207B.1.2 kv=0.208 status=variable model=1 conn=wye kW=5.84 pf=0.97 Vminpu=.88 | New Monitor.linhaPV_Tpx323248B0_voltage element=line.Tpx323248B0 terminal=1 mode=0
New Load.323249B0 phases=2 Bus1=SX2729427B.1.2 kv=0.208 status=variable model=1 conn=wye kW=5.84 pf=0.97 Vminpu=.88 | New Monitor.linhaPV_Tpx323249B0_voltage element=line.Tpx323249B0 terminal=1 mode=0
New Load.323250B0 phases=2 Bus1=SX2748131B.1.2 kv=0.208 status=variable model=1 conn=wye kW=5.84 pf=0.97 Vminpu=.88 | New Monitor.linhaPV_Tpx323250B0_voltage element=line.Tpx323250B0 terminal=1 mode=0
New Load.323252B0 phases=2 Bus1=SX2879066B.1.2 kv=0.208 status=variable model=1 conn=wye kW=5.84 pf=0.97 Vminpu=.88 | New Monitor.linhaPV_Tpx323252B0_voltage element=line.Tpx323252B0 terminal=1 mode=0
New Load.323253B0 phases=2 Bus1=SX2973152B.1.2 kv=0.208 status=variable model=1 conn=wye kW=9.73 pf=0.97 Vminpu=.88 | New Monitor.linhaPV_Tpx323253B0_voltage element=line.Tpx323253B0 terminal=1 mode=0
New Load.323254B0 phases=2 Bus1=SX2879068B.1.2 kv=0.208 status=variable model=1 conn=wye kW=9.73 pf=0.97 Vminpu=.88 | New Monitor.linhaPV_Tpx323254B0_voltage element=line.Tpx323254B0 terminal=1 mode=0
New Load.323255B0 phases=2 Bus1=SX2860484B.1.2 kv=0.208 status=variable model=1 conn=wye kW=5.84 pf=0.97 Vminpu=.88 | New Monitor.linhaPV_Tpx323255B0_voltage element=line.Tpx323255B0 terminal=1 mode=0
New Load.323261B0 phases=2 Bus1=SX3085397B.1.2 kv=0.208 status=variable model=1 conn=wye kW=9.73 pf=0.97 Vminpu=.88 | New Monitor.linhaPV_Tpx323261B0_voltage element=line.Tpx323261B0 terminal=1 mode=0
New Load.323263A0 phases=2 Bus1=SX3066812A.1.2 kv=0.208 status=variable model=1 conn=wye kW=8.87 pf=0.97 Vminpu=.88 | New Monitor.linhaPV_Tpx323263A0_voltage element=line.Tpx323263A0 terminal=1 mode=0
New Load.323264B0 phases=2 Bus1=SX3216344B.1.2 kv=0.208 status=variable model=1 conn=wye kW=19.45 pf=0.97 Vminpu=.88 | New Monitor.linhaPV_Tpx323264B0_voltage element=line.Tpx323264B0 terminal=1 mode=0
New Load.323265B0 phases=2 Bus1=SX2860501B.1.2 kv=0.208 status=variable model=1 conn=wye kW=9.73 pf=0.97 Vminpu=.88 | New Monitor.linhaPV_Tpx323265B0_voltage element=line.Tpx323265B0 terminal=1 mode=0
New Load.323266B0 phases=2 Bus1=SX3197632B.1.2 kv=0.208 status=variable model=1 conn=wye kW=5.84 pf=0.97 Vminpu=.88 | New Monitor.linhaPV_Tpx323266B0_voltage element=line.Tpx323266B0 terminal=1 mode=0
New Load.323267B0 phases=2 Bus1=SX2710514B.1.2 kv=0.208 status=variable model=1 conn=wye kW=9.73 pf=0.97 Vminpu=.88 | New Monitor.linhaPV_Tpx323267B0_voltage element=line.Tpx323267B0 terminal=1 mode=0
New Load.323273B0 phases=2 Bus1=SX3048203B.1.2 kv=0.208 status=variable model=1 conn=wye kW=9.73 pf=0.97 Vminpu=.88 | New Monitor.linhaPV_Tpx323273B0_voltage element=line.Tpx323273B0 terminal=1 mode=0
New Load.323274B0 phases=2 Bus1=SX2860500B.1.2 kv=0.208 status=variable model=1 conn=wye kW=5.84 pf=0.97 Vminpu=.88 | New Monitor.linhaPV_Tpx323274B0_voltage element=line.Tpx323274B0 terminal=1 mode=0
New Load.323275B0 phases=2 Bus1=SX3197660B.1.2 kv=0.208 status=variable model=1 conn=wye kW=9.73 pf=0.97 Vminpu=.88 | New Monitor.linhaPV_Tpx323275B0_voltage element=line.Tpx323275B0 terminal=1 mode=0
New Load.323277B0 phases=2 Bus1=SX2897800B.1.2 kv=0.208 status=variable model=1 conn=wye kW=3.89 pf=0.97 Vminpu=.88 | New Monitor.linhaPV_Tpx323277B0_voltage element=line.Tpx323277B0 terminal=1 mode=0
New Load.323279B0 phases=2 Bus1=SX3235246B.1.2 kv=0.208 status=variable model=1 conn=wye kW=5.84 pf=0.97 Vminpu=.88 | New Monitor.linhaPV_Tpx323279B0_voltage element=line.Tpx323279B0 terminal=1 mode=0
New Load.323280B0 phases=2 Bus1=SX2710512B.1.2 kv=0.208 status=variable model=1 conn=wye kW=9.73 pf=0.97 Vminpu=.88 | New Monitor.linhaPV_Tpx323280B0_voltage element=line.Tpx323280B0 terminal=1 mode=0
New Load.323282B0 phases=2 Bus1=SX2897791B.1.2 kv=0.208 status=variable model=1 conn=wye kW=14.59 pf=0.97 Vminpu=.88 | New Monitor.linhaPV_Tpx323282B0_voltage element=line.Tpx323282B0 terminal=1 mode=0
New Load.323283B0 phases=2 Bus1=SX2916618B.1.2 kv=0.208 status=variable model=1 conn=wye kW=14.59 pf=0.97 Vminpu=.88 | New Monitor.linhaPV_Tpx323283B0_voltage element=line.Tpx323283B0 terminal=1 mode=0
New Load.323284B0 phases=2 Bus1=SX3160113B.1.2 kv=0.208 status=variable model=1 conn=wye kW=9.73 pf=0.97 Vminpu=.88 | New Monitor.linhaPV_Tpx323284B0_voltage element=line.Tpx323284B0 terminal=1 mode=0
New Load.323285B0 phases=2 Bus1=SX2804269B.1.2 kv=0.208 status=variable model=1 conn=wye kW=9.73 pf=0.97 Vminpu=.88 | New Monitor.linhaPV_Tpx323285B0_voltage element=line.Tpx323285B0 terminal=1 mode=0
New Load.323286B0 phases=2 Bus1=SX2989564B.1.2 kv=0.208 status=variable model=1 conn=wye kW=5.84 pf=0.97 Vminpu=.88 | New Monitor.linhaPV_Tpx323286B0_voltage element=line.Tpx323286B0 terminal=1 mode=0
New Load.323287B0 phases=2 Bus1=SX2897789B.1.2 kv=0.208 status=variable model=1 conn=wye kW=5.84 pf=0.97 Vminpu=.88 | New Monitor.linhaPV_Tpx323287B0_voltage element=line.Tpx323287B0 terminal=1 mode=0
New Load.323387B0 phases=2 Bus1=SX2690941B.1.2 kv=0.208 status=variable model=1 conn=wye kW=9.73 pf=0.97 Vminpu=.88 | New Monitor.linhaPV_Tpx323387B0_voltage element=line.Tpx323387B0 terminal=1 mode=0
New Load.323388B0 phases=2 Bus1=SX3234185B.1.2 kv=0.208 status=variable model=1 conn=wye kW=9.73 pf=0.97 Vminpu=.88 | New Monitor.linhaPV_Tpx323388B0_voltage element=line.Tpx323388B0 terminal=1 mode=0
New Load.323389B0 phases=2 Bus1=SX3065750B.1.2 kv=0.208 status=variable model=1 conn=wye kW=9.73 pf=0.97 Vminpu=.88 | New Monitor.linhaPV_Tpx323389B0_voltage element=line.Tpx323389B0 terminal=1 mode=0
New Load.323391B0 phases=2 Bus1=SX3159037B.1.2 kv=0.208 status=variable model=1 conn=wye kW=14.59 pf=0.97 Vminpu=.88 | New Monitor.linhaPV_Tpx323391B0_voltage element=line.Tpx323391B0 terminal=1 mode=0
New Load.323392B0 phases=2 Bus1=SX2748124B.1.2 kv=0.208 status=variable model=1 conn=wye kW=9.73 pf=0.97 Vminpu=.88 | New Monitor.linhaPV_Tpx323392B0_voltage element=line.Tpx323392B0 terminal=1 mode=0
New Load.323394B0 phases=2 Bus1=SX2710504B.1.2 kv=0.208 status=variable model=1 conn=wye kW=14.59 pf=0.97 Vminpu=.88 | New Monitor.linhaPV_Tpx323394B0_voltage element=line.Tpx323394B0 terminal=1 mode=0
New Load.323397B0 phases=2 Bus1=SX2954346B.1.2 kv=0.208 status=variable model=1 conn=wye kW=9.73 pf=0.97 Vminpu=.88 | New Monitor.linhaPV_Tpx323397B0_voltage element=line.Tpx323397B0 terminal=1 mode=0
New Load.323398B0 phases=2 Bus1=SX2710505B.1.2 kv=0.208 status=variable model=1 conn=wye kW=5.84 pf=0.97 Vminpu=.88 | New Monitor.linhaPV_Tpx323398B0_voltage element=line.Tpx323398B0 terminal=1 mode=0
New Load.323399B0 phases=2 Bus1=SX3178974B.1.2 kv=0.208 status=variable model=1 conn=wye kW=5.84 pf=0.97 Vminpu=.88 | New Monitor.linhaPV_Tpx323399B0_voltage element=line.Tpx323399B0 terminal=1 mode=0
New Load.323400B0 phases=2 Bus1=SX2691943B.1.2 kv=0.208 status=variable model=1 conn=wye kW=5.84 pf=0.97 Vminpu=.88 | New Monitor.linhaPV_Tpx323400B0_voltage element=line.Tpx323400B0 terminal=1 mode=0
New Load.323403B0 phases=2 Bus1=SX2916603B.1.2 kv=0.208 status=variable model=1 conn=wye kW=5.84 pf=0.97 Vminpu=.88 | New Monitor.linhaPV_Tpx323403B0_voltage element=line.Tpx323403B0 terminal=1 mode=0
New Load.323418A0 phases=2 Bus1=SX2804254A.1.2 kv=0.208 status=variable model=1 conn=wye kW=8.87 pf=0.97 Vminpu=.88 | New Monitor.linhaPV_Tpx323418A0_voltage element=line.Tpx323418A0 terminal=1 mode=0
New Load.325245B0 phases=2 Bus1=SX2710513B.1.2 kv=0.208 status=variable model=1 conn=wye kW=3.89 pf=0.97 Vminpu=.88 | New Monitor.linhaPV_Tpx325245B0_voltage element=line.Tpx325245B0 terminal=1 mode=0
New Load.325472B0 phases=2 Bus1=SX2973149B.1.2 kv=0.208 status=variable model=1 conn=wye kW=5.84 pf=0.97 Vminpu=.88 | New Monitor.linhaPV_Tpx325472B0_voltage element=line.Tpx325472B0 terminal=1 mode=0
New Load.325473B0 phases=2 Bus1=SX3010562B.1.2 kv=0.208 status=variable model=1 conn=wye kW=5.84 pf=0.97 Vminpu=.88 | New Monitor.linhaPV_Tpx325473B0_voltage element=line.Tpx325473B0 terminal=1 mode=0
New Load.325474B0 phases=2 Bus1=SX3254228B.1.2 kv=0.208 status=variable model=1 conn=wye kW=9.73 pf=0.97 Vminpu=.88 | New Monitor.linhaPV_Tpx325474B0_voltage element=line.Tpx325474B0 terminal=1 mode=0
New Load.328363B0 phases=2 Bus1=SX2936213B.1.2 kv=0.208 status=variable model=1 conn=wye kW=14.59 pf=0.97 Vminpu=.88 | New Monitor.linhaPV_Tpx328363B0_voltage element=line.Tpx328363B0 terminal=1 mode=0
New Load.328364C0 phases=2 Bus1=SX2692633C.1.2 kv=0.208 status=variable model=1 conn=wye kW=10.17 pf=0.97 Vminpu=.88 | New Monitor.linhaPV_Tpx328364C0_voltage element=line.Tpx328364C0 terminal=1 mode=0
New Load.328365B0 phases=2 Bus1=SX3179646B.1.2 kv=0.208 status=variable model=1 conn=wye kW=14.59 pf=0.97 Vminpu=.88 | New Monitor.linhaPV_Tpx328365B0_voltage element=line.Tpx328365B0 terminal=1 mode=0
New Load.328367C0 phases=2 Bus1=SX3104830C.1.2 kv=0.208 status=variable model=1 conn=wye kW=4.07 pf=0.97 Vminpu=.88 | New Monitor.linhaPV_Tpx328367C0_voltage element=line.Tpx328367C0 terminal=1 mode=0
New Load.330121B0 phases=2 Bus1=SX3142078B.1.2 kv=0.208 status=variable model=1 conn=wye kW=3.89 pf=0.97 Vminpu=.88 | New Monitor.linhaPV_Tpx330121B0_voltage element=line.Tpx330121B0 terminal=1 mode=0
New Load.330122B0 phases=2 Bus1=SX2879752B.1.2 kv=0.208 status=variable model=1 conn=wye kW=5.84 pf=0.97 Vminpu=.88 | New Monitor.linhaPV_Tpx330122B0_voltage element=line.Tpx330122B0 terminal=1 mode=0
New Load.337614B0 phases=2 Bus1=SX2952003B.1.2 kv=0.208 status=variable model=1 conn=wye kW=9.73 pf=0.97 Vminpu=.88 | New Monitor.linhaPV_Tpx337614B0_voltage element=line.Tpx337614B0 terminal=1 mode=0
New Load.337619A0 phases=2 Bus1=SX2990826A.1.2 kv=0.208 status=variable model=1 conn=wye kW=8.87 pf=0.97 Vminpu=.88 | New Monitor.linhaPV_Tpx337619A0_voltage element=line.Tpx337619A0 terminal=1 mode=0
New Load.337619B0 phases=2 Bus1=SX2990826B.1.2 kv=0.208 status=variable model=1 conn=wye kW=9.73 pf=0.97 Vminpu=.88 | New Monitor.linhaPV_Tpx337619B0_voltage element=line.Tpx337619B0 terminal=1 mode=0
New Load.337619C0 phases=2 Bus1=SX2990826C.1.2 kv=0.208 status=variable model=1 conn=wye kW=10.17 pf=0.97 Vminpu=.88 | New Monitor.linhaPV_Tpx337619C0_voltage element=line.Tpx337619C0 terminal=1 mode=0
New Load.337623C0 phases=2 Bus1=SX3197626C.1.2 kv=0.208 status=variable model=1 conn=wye kW=6.10 pf=0.97 Vminpu=.88 | New Monitor.linhaPV_Tpx337623C0_voltage element=line.Tpx337623C0 terminal=1 mode=0
New Load.337624C0 phases=2 Bus1=SX3066807C.1.2 kv=0.208 status=variable model=1 conn=wye kW=4.07 pf=0.97 Vminpu=.88 | New Monitor.linhaPV_Tpx337624C0_voltage element=line.Tpx337624C0 terminal=1 mode=0
New Load.337625C0 phases=2 Bus1=SX3197627C.1.2 kv=0.208 status=variable model=1 conn=wye kW=10.17 pf=0.97 Vminpu=.88 | New Monitor.linhaPV_Tpx337625C0_voltage element=line.Tpx337625C0 terminal=1 mode=0
New Load.337626C0 phases=2 Bus1=SX3216343C.1.2 kv=0.208 status=variable model=1 conn=wye kW=10.17 pf=0.97 Vminpu=.88 | New Monitor.linhaPV_Tpx337626C0_voltage element=line.Tpx337626C0 terminal=1 mode=0
New Load.337627C0 phases=2 Bus1=SX3085393C.1.2 kv=0.208 status=variable model=1 conn=wye kW=10.17 pf=0.97 Vminpu=.88 | New Monitor.linhaPV_Tpx337627C0_voltage element=line.Tpx337627C0 terminal=1 mode=0
New Load.337628C0 phases=2 Bus1=SX2897770C.1.2 kv=0.208 status=variable model=1 conn=wye kW=10.17 pf=0.97 Vminpu=.88 | New Monitor.linhaPV_Tpx337628C0_voltage element=line.Tpx337628C0 terminal=1 mode=0
New Load.337629C0 phases=2 Bus1=SX2748128C.1.2 kv=0.208 status=variable model=1 conn=wye kW=10.17 pf=0.97 Vminpu=.88 | New Monitor.linhaPV_Tpx337629C0_voltage element=line.Tpx337629C0 terminal=1 mode=0
New Load.337630C0 phases=2 Bus1=SX3085392C.1.2 kv=0.208 status=variable model=1 conn=wye kW=6.10 pf=0.97 Vminpu=.88 | New Monitor.linhaPV_Tpx337630C0_voltage element=line.Tpx337630C0 terminal=1 mode=0
New Load.337631C0 phases=2 Bus1=SX3029497C.1.2 kv=0.208 status=variable model=1 conn=wye kW=4.07 pf=0.97 Vminpu=.88 | New Monitor.linhaPV_Tpx337631C0_voltage element=line.Tpx337631C0 terminal=1 mode=0
New Load.337632C0 phases=2 Bus1=SX2673307C.1.2 kv=0.208 status=variable model=1 conn=wye kW=6.10 pf=0.97 Vminpu=.88 | New Monitor.linhaPV_Tpx337632C0_voltage element=line.Tpx337632C0 terminal=1 mode=0
New Load.337633C0 phases=2 Bus1=SX2729406C.1.2 kv=0.208 status=variable model=1 conn=wye kW=6.10 pf=0.97 Vminpu=.88 | New Monitor.linhaPV_Tpx337633C0_voltage element=line.Tpx337633C0 terminal=1 mode=0
New Load.337634C0 phases=2 Bus1=SX2897768C.1.2 kv=0.208 status=variable model=1 conn=wye kW=10.17 pf=0.97 Vminpu=.88 | New Monitor.linhaPV_Tpx337634C0_voltage element=line.Tpx337634C0 terminal=1 mode=0
New Load.337635C0 phases=2 Bus1=SX2822863C.1.2 kv=0.208 status=variable model=1 conn=wye kW=4.07 pf=0.97 Vminpu=.88 | New Monitor.linhaPV_Tpx337635C0_voltage element=line.Tpx337635C0 terminal=1 mode=0
New Load.337636C0 phases=2 Bus1=SX2841619C.1.2 kv=0.208 status=variable model=1 conn=wye kW=15.26 pf=0.97 Vminpu=.88 | New Monitor.linhaPV_Tpx337636C0_voltage element=line.Tpx337636C0 terminal=1 mode=0
New Load.337641C0 phases=2 Bus1=SX2804282C.1.2 kv=0.208 status=variable model=1 conn=wye kW=6.10 pf=0.97 Vminpu=.88 | New Monitor.linhaPV_Tpx337641C0_voltage element=line.Tpx337641C0 terminal=1 mode=0
New Load.337642C0 phases=2 Bus1=SX3104154C.1.2 kv=0.208 status=variable model=1 conn=wye kW=15.26 pf=0.97 Vminpu=.88 | New Monitor.linhaPV_Tpx337642C0_voltage element=line.Tpx337642C0 terminal=1 mode=0
New Load.337643C0 phases=2 Bus1=SX2897806C.1.2 kv=0.208 status=variable model=1 conn=wye kW=6.10 pf=0.97 Vminpu=.88 | New Monitor.linhaPV_Tpx337643C0_voltage element=line.Tpx337643C0 terminal=1 mode=0
New Load.337645B0 phases=2 Bus1=SX3216342B.1.2 kv=0.208 status=variable model=1 conn=wye kW=9.73 pf=0.97 Vminpu=.88 | New Monitor.linhaPV_Tpx337645B0_voltage element=line.Tpx337645B0 terminal=1 mode=0
New Load.337646B0 phases=2 Bus1=SX2879063B.1.2 kv=0.208 status=variable model=1 conn=wye kW=9.73 pf=0.97 Vminpu=.88 | New Monitor.linhaPV_Tpx337646B0_voltage element=line.Tpx337646B0 terminal=1 mode=0
New Load.337647A0 phases=2 Bus1=SX3048227A.1.2 kv=0.208 status=variable model=1 conn=wye kW=8.87 pf=0.97 Vminpu=.88 | New Monitor.linhaPV_Tpx337647A0_voltage element=line.Tpx337647A0 terminal=1 mode=0
New Load.337648B0 phases=2 Bus1=SX3216367B.1.2 kv=0.208 status=variable model=1 conn=wye kW=9.73 pf=0.97 Vminpu=.88 | New Monitor.linhaPV_Tpx337648B0_voltage element=line.Tpx337648B0 terminal=1 mode=0
New Load.337650A0 phases=2 Bus1=SX3010561A.1.2 kv=0.208 status=variable model=1 conn=wye kW=5.32 pf=0.97 Vminpu=.88 | New Monitor.linhaPV_Tpx337650A0_voltage element=line.Tpx337650A0 terminal=1 mode=0
New Load.337652B0 phases=2 Bus1=SX2991939B.1.2 kv=0.208 status=variable model=1 conn=wye kW=9.73 pf=0.97 Vminpu=.88 | New Monitor.linhaPV_Tpx337652B0_voltage element=line.Tpx337652B0 terminal=1 mode=0
New Load.337653B0 phases=2 Bus1=SX2673308B.1.2 kv=0.208 status=variable model=1 conn=wye kW=14.59 pf=0.97 Vminpu=.88 | New Monitor.linhaPV_Tpx337653B0_voltage element=line.Tpx337653B0 terminal=1 mode=0
New Load.337654C0 phases=2 Bus1=SX3066808C.1.2 kv=0.208 status=variable model=1 conn=wye kW=6.10 pf=0.97 Vminpu=.88 | New Monitor.linhaPV_Tpx337654C0_voltage element=line.Tpx337654C0 terminal=1 mode=0
New Load.337655C0 phases=2 Bus1=SX3141396C.1.2 kv=0.208 status=variable model=1 conn=wye kW=6.10 pf=0.97 Vminpu=.88 | New Monitor.linhaPV_Tpx337655C0_voltage element=line.Tpx337655C0 terminal=1 mode=0
New Load.337659C0 phases=2 Bus1=SX3066810C.1.2 kv=0.208 status=variable model=1 conn=wye kW=10.17 pf=0.97 Vminpu=.88 | New Monitor.linhaPV_Tpx337659C0_voltage element=line.Tpx337659C0 terminal=1 mode=0
New Load.337660C0 phases=2 Bus1=SX2897769C.1.2 kv=0.208 status=variable model=1 conn=wye kW=10.17 pf=0.97 Vminpu=.88 | New Monitor.linhaPV_Tpx337660C0_voltage element=line.Tpx337660C0 terminal=1 mode=0
New Load.337661B0 phases=2 Bus1=SX2766749B.1.2 kv=0.208 status=variable model=1 conn=wye kW=9.73 pf=0.97 Vminpu=.88 | New Monitor.linhaPV_Tpx337661B0_voltage element=line.Tpx337661B0 terminal=1 mode=0
New Load.337665B0 phases=2 Bus1=SX2973178B.1.2 kv=0.208 status=variable model=1 conn=wye kW=5.84 pf=0.97 Vminpu=.88 | New Monitor.linhaPV_Tpx337665B0_voltage element=line.Tpx337665B0 terminal=1 mode=0
New Load.337666B0 phases=2 Bus1=SX3029518B.1.2 kv=0.208 status=variable model=1 conn=wye kW=9.73 pf=0.97 Vminpu=.88 | New Monitor.linhaPV_Tpx337666B0_voltage element=line.Tpx337666B0 terminal=1 mode=0
New Load.337668B0 phases=2 Bus1=SX2935549B.1.2 kv=0.208 status=variable model=1 conn=wye kW=14.59 pf=0.97 Vminpu=.88 | New Monitor.linhaPV_Tpx337668B0_voltage element=line.Tpx337668B0 terminal=1 mode=0
New Load.337669A0 phases=2 Bus1=SX3122811A.1.2 kv=0.208 status=variable model=1 conn=wye kW=8.87 pf=0.97 Vminpu=.88 | New Monitor.linhaPV_Tpx337669A0_voltage element=line.Tpx337669A0 terminal=1 mode=0
New Load.337671A0 phases=2 Bus1=SX3254207A.1.2 kv=0.208 status=variable model=1 conn=wye kW=5.32 pf=0.97 Vminpu=.88 | New Monitor.linhaPV_Tpx337671A0_voltage element=line.Tpx337671A0 terminal=1 mode=0
New Load.337672B0 phases=2 Bus1=SX2822877B.1.2 kv=0.208 status=variable model=1 conn=wye kW=5.84 pf=0.97 Vminpu=.88 | New Monitor.linhaPV_Tpx337672B0_voltage element=line.Tpx337672B0 terminal=1 mode=0
New Load.337673A0 phases=2 Bus1=SX2841618A.1.2 kv=0.208 status=variable model=1 conn=wye kW=8.87 pf=0.97 Vminpu=.88 | New Monitor.linhaPV_Tpx337673A0_voltage element=line.Tpx337673A0 terminal=1 mode=0
New Load.337674A0 phases=2 Bus1=SX3066805A.1.2 kv=0.208 status=variable model=1 conn=wye kW=8.87 pf=0.97 Vminpu=.88 | New Monitor.linhaPV_Tpx337674A0_voltage element=line.Tpx337674A0 terminal=1 mode=0
New Load.337675A0 phases=2 Bus1=SX2785514A.1.2 kv=0.208 status=variable model=1 conn=wye kW=8.87 pf=0.97 Vminpu=.88 | New Monitor.linhaPV_Tpx337675A0_voltage element=line.Tpx337675A0 terminal=1 mode=0
New Load.337676A0 phases=2 Bus1=SX3235244A.1.2 kv=0.208 status=variable model=1 conn=wye kW=8.87 pf=0.97 Vminpu=.88 | New Monitor.linhaPV_Tpx337676A0_voltage element=line.Tpx337676A0 terminal=1 mode=0
New Load.337677A0 phases=2 Bus1=SX2785513A.1.2 kv=0.208 status=variable model=1 conn=wye kW=8.87 pf=0.97 Vminpu=.88 | New Monitor.linhaPV_Tpx337677A0_voltage element=line.Tpx337677A0 terminal=1 mode=0
New Load.337678A0 phases=2 Bus1=SX3160101A.1.2 kv=0.208 status=variable model=1 conn=wye kW=8.87 pf=0.97 Vminpu=.88 | New Monitor.linhaPV_Tpx337678A0_voltage element=line.Tpx337678A0 terminal=1 mode=0
New Load.337679A0 phases=2 Bus1=SX3010559A.1.2 kv=0.208 status=variable model=1 conn=wye kW=5.32 pf=0.97 Vminpu=.88 | New Monitor.linhaPV_Tpx337679A0_voltage element=line.Tpx337679A0 terminal=1 mode=0
New Load.337684A0 phases=2 Bus1=SX3159448A.1.2 kv=0.208 status=variable model=1 conn=wye kW=8.87 pf=0.97 Vminpu=.88 | New Monitor.linhaPV_Tpx337684A0_voltage element=line.Tpx337684A0 terminal=1 mode=0
New Load.337687B0 phases=2 Bus1=SX2973156B.1.2 kv=0.208 status=variable model=1 conn=wye kW=5.84 pf=0.97 Vminpu=.88 | New Monitor.linhaPV_Tpx337687B0_voltage element=line.Tpx337687B0 terminal=1 mode=0
New Load.337688B0 phases=2 Bus1=SX3029501B.1.2 kv=0.208 status=variable model=1 conn=wye kW=5.84 pf=0.97 Vminpu=.88 | New Monitor.linhaPV_Tpx337688B0_voltage element=line.Tpx337688B0 terminal=1 mode=0
New Load.337689B0 phases=2 Bus1=SX2691949B.1.2 kv=0.208 status=variable model=1 conn=wye kW=9.73 pf=0.97 Vminpu=.88 | New Monitor.linhaPV_Tpx337689B0_voltage element=line.Tpx337689B0 terminal=1 mode=0
New Load.337690B0 phases=2 Bus1=SX3104127B.1.2 kv=0.208 status=variable model=1 conn=wye kW=9.73 pf=0.97 Vminpu=.88 | New Monitor.linhaPV_Tpx337690B0_voltage element=line.Tpx337690B0 terminal=1 mode=0
New Load.337691B0 phases=2 Bus1=SX2897774B.1.2 kv=0.208 status=variable model=1 conn=wye kW=5.84 pf=0.97 Vminpu=.88 | New Monitor.linhaPV_Tpx337691B0_voltage element=line.Tpx337691B0 terminal=1 mode=0
New Load.337692B0 phases=2 Bus1=SX2879061B.1.2 kv=0.208 status=variable model=1 conn=wye kW=3.89 pf=0.97 Vminpu=.88 | New Monitor.linhaPV_Tpx337692B0_voltage element=line.Tpx337692B0 terminal=1 mode=0
New Load.337693B0 phases=2 Bus1=SX3066813B.1.2 kv=0.208 status=variable model=1 conn=wye kW=5.84 pf=0.97 Vminpu=.88 | New Monitor.linhaPV_Tpx337693B0_voltage element=line.Tpx337693B0 terminal=1 mode=0
New Load.337694B0 phases=2 Bus1=SX2991910B.1.2 kv=0.208 status=variable model=1 conn=wye kW=5.84 pf=0.97 Vminpu=.88 | New Monitor.linhaPV_Tpx337694B0_voltage element=line.Tpx337694B0 terminal=1 mode=0
New Load.337695B0 phases=2 Bus1=SX2879072B.1.2 kv=0.208 status=variable model=1 conn=wye kW=5.84 pf=0.97 Vminpu=.88 | New Monitor.linhaPV_Tpx337695B0_voltage element=line.Tpx337695B0 terminal=1 mode=0
New Load.337696B0 phases=2 Bus1=SX3197635B.1.2 kv=0.208 status=variable model=1 conn=wye kW=5.84 pf=0.97 Vminpu=.88 | New Monitor.linhaPV_Tpx337696B0_voltage element=line.Tpx337696B0 terminal=1 mode=0
New Load.337697B0 phases=2 Bus1=SX2804258B.1.2 kv=0.208 status=variable model=1 conn=wye kW=9.73 pf=0.97 Vminpu=.88 | New Monitor.linhaPV_Tpx337697B0_voltage element=line.Tpx337697B0 terminal=1 mode=0
New Load.337698B0 phases=2 Bus1=SX3235250B.1.2 kv=0.208 status=variable model=1 conn=wye kW=3.89 pf=0.97 Vminpu=.88 | New Monitor.linhaPV_Tpx337698B0_voltage element=line.Tpx337698B0 terminal=1 mode=0
New Load.337699B0 phases=2 Bus1=SX2954349B.1.2 kv=0.208 status=variable model=1 conn=wye kW=9.73 pf=0.97 Vminpu=.88 | New Monitor.linhaPV_Tpx337699B0_voltage element=line.Tpx337699B0 terminal=1 mode=0
New Load.337700B0 phases=2 Bus1=SX2766722B.1.2 kv=0.208 status=variable model=1 conn=wye kW=9.73 pf=0.97 Vminpu=.88 | New Monitor.linhaPV_Tpx337700B0_voltage element=line.Tpx337700B0 terminal=1 mode=0
New Load.337701B0 phases=2 Bus1=SX2879071B.1.2 kv=0.208 status=variable model=1 conn=wye kW=9.73 pf=0.97 Vminpu=.88 | New Monitor.linhaPV_Tpx337701B0_voltage element=line.Tpx337701B0 terminal=1 mode=0
New Load.337702B0 phases=2 Bus1=SX3029504B.1.2 kv=0.208 status=variable model=1 conn=wye kW=9.73 pf=0.97 Vminpu=.88 | New Monitor.linhaPV_Tpx337702B0_voltage element=line.Tpx337702B0 terminal=1 mode=0
New Load.337703B0 phases=2 Bus1=SX2691948B.1.2 kv=0.208 status=variable model=1 conn=wye kW=5.84 pf=0.97 Vminpu=.88 | New Monitor.linhaPV_Tpx337703B0_voltage element=line.Tpx337703B0 terminal=1 mode=0
New Load.337704B0 phases=2 Bus1=SX2710546B.1.2 kv=0.208 status=variable model=1 conn=wye kW=9.73 pf=0.97 Vminpu=.88 | New Monitor.linhaPV_Tpx337704B0_voltage element=line.Tpx337704B0 terminal=1 mode=0
New Load.337705B0 phases=2 Bus1=SX2785547B.1.2 kv=0.208 status=variable model=1 conn=wye kW=9.73 pf=0.97 Vminpu=.88 | New Monitor.linhaPV_Tpx337705B0_voltage element=line.Tpx337705B0 terminal=1 mode=0
New Load.337706B0 phases=2 Bus1=SX3254214B.1.2 kv=0.208 status=variable model=1 conn=wye kW=9.73 pf=0.97 Vminpu=.88 | New Monitor.linhaPV_Tpx337706B0_voltage element=line.Tpx337706B0 terminal=1 mode=0
New Load.337707B0 phases=2 Bus1=SX3160104B.1.2 kv=0.208 status=variable model=1 conn=wye kW=9.73 pf=0.97 Vminpu=.88 | New Monitor.linhaPV_Tpx337707B0_voltage element=line.Tpx337707B0 terminal=1 mode=0
New Load.337708B0 phases=2 Bus1=SX3216349B.1.2 kv=0.208 status=variable model=1 conn=wye kW=5.84 pf=0.97 Vminpu=.88 | New Monitor.linhaPV_Tpx337708B0_voltage element=line.Tpx337708B0 terminal=1 mode=0
New Load.337709B0 phases=2 Bus1=SX2879077B.1.2 kv=0.208 status=variable model=1 conn=wye kW=5.84 pf=0.97 Vminpu=.88 | New Monitor.linhaPV_Tpx337709B0_voltage element=line.Tpx337709B0 terminal=1 mode=0
New Load.337710B0 phases=2 Bus1=SX2991916B.1.2 kv=0.208 status=variable model=1 conn=wye kW=9.73 pf=0.97 Vminpu=.88 | New Monitor.linhaPV_Tpx337710B0_voltage element=line.Tpx337710B0 terminal=1 mode=0
New Load.337712C0 phases=2 Bus1=SX3235245C.1.2 kv=0.208 status=variable model=1 conn=wye kW=6.10 pf=0.97 Vminpu=.88 | New Monitor.linhaPV_Tpx337712C0_voltage element=line.Tpx337712C0 terminal=1 mode=0
New Load.337713C0 phases=2 Bus1=SX2766716C.1.2 kv=0.208 status=variable model=1 conn=wye kW=6.10 pf=0.97 Vminpu=.88 | New Monitor.linhaPV_Tpx337713C0_voltage element=line.Tpx337713C0 terminal=1 mode=0
New Load.337714C0 phases=2 Bus1=SX3254209C.1.2 kv=0.208 status=variable model=1 conn=wye kW=15.26 pf=0.97 Vminpu=.88 | New Monitor.linhaPV_Tpx337714C0_voltage element=line.Tpx337714C0 terminal=1 mode=0
New Load.337715A0 phases=2 Bus1=SX3254204A.1.2 kv=0.208 status=variable model=1 conn=wye kW=5.32 pf=0.97 Vminpu=.88 | New Monitor.linhaPV_Tpx337715A0_voltage element=line.Tpx337715A0 terminal=1 mode=0
New Load.337716A0 phases=2 Bus1=SX2841627A.1.2 kv=0.208 status=variable model=1 conn=wye kW=5.32 pf=0.97 Vminpu=.88 | New Monitor.linhaPV_Tpx337716A0_voltage element=line.Tpx337716A0 terminal=1 mode=0
New Load.337717A0 phases=2 Bus1=SX3216348A.1.2 kv=0.208 status=variable model=1 conn=wye kW=5.32 pf=0.97 Vminpu=.88 | New Monitor.linhaPV_Tpx337717A0_voltage element=line.Tpx337717A0 terminal=1 mode=0
New Load.337718A0 phases=2 Bus1=SX2691947A.1.2 kv=0.208 status=variable model=1 conn=wye kW=3.55 pf=0.97 Vminpu=.88 | New Monitor.linhaPV_Tpx337718A0_voltage element=line.Tpx337718A0 terminal=1 mode=0
New Load.337720A0 phases=2 Bus1=SX2841648A.1.2 kv=0.208 status=variable model=1 conn=wye kW=5.32 pf=0.97 Vminpu=.88 | New Monitor.linhaPV_Tpx337720A0_voltage element=line.Tpx337720A0 terminal=1 mode=0
New Load.337722A0 phases=2 Bus1=SX2973157A.1.2 kv=0.208 status=variable model=1 conn=wye kW=8.87 pf=0.97 Vminpu=.88 | New Monitor.linhaPV_Tpx337722A0_voltage element=line.Tpx337722A0 terminal=1 mode=0
New Load.337723A0 phases=2 Bus1=SX3178978A.1.2 kv=0.208 status=variable model=1 conn=wye kW=5.32 pf=0.97 Vminpu=.88 | New Monitor.linhaPV_Tpx337723A0_voltage element=line.Tpx337723A0 terminal=1 mode=0
New Load.337724A0 phases=2 Bus1=SX2879075A.1.2 kv=0.208 status=variable model=1 conn=wye kW=5.32 pf=0.97 Vminpu=.88 | New Monitor.linhaPV_Tpx337724A0_voltage element=line.Tpx337724A0 terminal=1 mode=0
New Load.337728A0 phases=2 Bus1=SX3082992A.1.2 kv=0.208 status=variable model=1 conn=wye kW=5.32 pf=0.97 Vminpu=.88 | New Monitor.linhaPV_Tpx337728A0_voltage element=line.Tpx337728A0 terminal=1 mode=0
New Load.337729A0 phases=2 Bus1=SX2728247A.1.2 kv=0.208 status=variable model=1 conn=wye kW=3.55 pf=0.97 Vminpu=.88 | New Monitor.linhaPV_Tpx337729A0_voltage element=line.Tpx337729A0 terminal=1 mode=0
New Load.337729B0 phases=2 Bus1=SX2728247B.1.2 kv=0.208 status=variable model=1 conn=wye kW=9.73 pf=0.97 Vminpu=.88 | New Monitor.linhaPV_Tpx337729B0_voltage element=line.Tpx337729B0 terminal=1 mode=0
New Load.337729C0 phases=2 Bus1=SX2728247C.1.2 kv=0.208 status=variable model=1 conn=wye kW=4.07 pf=0.97 Vminpu=.88 | New Monitor.linhaPV_Tpx337729C0_voltage element=line.Tpx337729C0 terminal=1 mode=0
New Load.338893A0 phases=2 Bus1=SX3197633A.1.2 kv=0.208 status=variable model=1 conn=wye kW=8.87 pf=0.97 Vminpu=.88 | New Monitor.linhaPV_Tpx338893A0_voltage element=line.Tpx338893A0 terminal=1 mode=0
New Load.338894A0 phases=2 Bus1=SX2879069A.1.2 kv=0.208 status=variable model=1 conn=wye kW=3.55 pf=0.97 Vminpu=.88 | New Monitor.linhaPV_Tpx338894A0_voltage element=line.Tpx338894A0 terminal=1 mode=0
New Load.338896A0 phases=2 Bus1=SX3178971A.1.2 kv=0.208 status=variable model=1 conn=wye kW=5.32 pf=0.97 Vminpu=.88 | New Monitor.linhaPV_Tpx338896A0_voltage element=line.Tpx338896A0 terminal=1 mode=0
New Load.338897A0 phases=2 Bus1=SX2973154A.1.2 kv=0.208 status=variable model=1 conn=wye kW=5.32 pf=0.97 Vminpu=.88 | New Monitor.linhaPV_Tpx338897A0_voltage element=line.Tpx338897A0 terminal=1 mode=0
New Load.338898A0 phases=2 Bus1=SX2973155A.1.2 kv=0.208 status=variable model=1 conn=wye kW=5.32 pf=0.97 Vminpu=.88 | New Monitor.linhaPV_Tpx338898A0_voltage element=line.Tpx338898A0 terminal=1 mode=0
New Load.338899C0 phases=2 Bus1=SX3122814C.1.2 kv=0.208 status=variable model=1 conn=wye kW=6.10 pf=0.97 Vminpu=.88 | New Monitor.linhaPV_Tpx338899C0_voltage element=line.Tpx338899C0 terminal=1 mode=0
New Load.338900A0 phases=2 Bus1=SX2991908A.1.2 kv=0.208 status=variable model=1 conn=wye kW=5.32 pf=0.97 Vminpu=.88 | New Monitor.linhaPV_Tpx338900A0_voltage element=line.Tpx338900A0 terminal=1 mode=0
New Load.338908C0 phases=2 Bus1=SX2860481C.1.2 kv=0.208 status=variable model=1 conn=wye kW=4.07 pf=0.97 Vminpu=.88 | New Monitor.linhaPV_Tpx338908C0_voltage element=line.Tpx338908C0 terminal=1 mode=0
New Load.338910C0 phases=2 Bus1=SX2841621C.1.2 kv=0.208 status=variable model=1 conn=wye kW=10.17 pf=0.97 Vminpu=.88 | New Monitor.linhaPV_Tpx338910C0_voltage element=line.Tpx338910C0 terminal=1 mode=0
New Load.338913B0 phases=2 Bus1=SX2804255B.1.2 kv=0.208 status=variable model=1 conn=wye kW=9.73 pf=0.97 Vminpu=.88 | New Monitor.linhaPV_Tpx338913B0_voltage element=line.Tpx338913B0 terminal=1 mode=0
New Load.338915C0 phases=2 Bus1=SX2954345C.1.2 kv=0.208 status=variable model=1 conn=wye kW=6.10 pf=0.97 Vminpu=.88 | New Monitor.linhaPV_Tpx338915C0_voltage element=line.Tpx338915C0 terminal=1 mode=0
New Load.338917A0 phases=2 Bus1=SX2935555A.1.2 kv=0.208 status=variable model=1 conn=wye kW=5.32 pf=0.97 Vminpu=.88 | New Monitor.linhaPV_Tpx338917A0_voltage element=line.Tpx338917A0 terminal=1 mode=0
New Load.338918A0 phases=2 Bus1=SX2897773A.1.2 kv=0.208 status=variable model=1 conn=wye kW=3.55 pf=0.97 Vminpu=.88 | New Monitor.linhaPV_Tpx338918A0_voltage element=line.Tpx338918A0 terminal=1 mode=0
New Load.338919A0 phases=2 Bus1=SX2748127A.1.2 kv=0.208 status=variable model=1 conn=wye kW=5.32 pf=0.97 Vminpu=.88 | New Monitor.linhaPV_Tpx338919A0_voltage element=line.Tpx338919A0 terminal=1 mode=0
New Load.338920A0 phases=2 Bus1=SX3197631A.1.2 kv=0.208 status=variable model=1 conn=wye kW=5.32 pf=0.97 Vminpu=.88 | New Monitor.linhaPV_Tpx338920A0_voltage element=line.Tpx338920A0 terminal=1 mode=0
New Load.338921A0 phases=2 Bus1=SX2935554A.1.2 kv=0.208 status=variable model=1 conn=wye kW=3.55 pf=0.97 Vminpu=.88 | New Monitor.linhaPV_Tpx338921A0_voltage element=line.Tpx338921A0 terminal=1 mode=0
New Load.338922B0 phases=2 Bus1=SX2822866B.1.2 kv=0.208 status=variable model=1 conn=wye kW=9.73 pf=0.97 Vminpu=.88 | New Monitor.linhaPV_Tpx338922B0_voltage element=line.Tpx338922B0 terminal=1 mode=0
New Load.338923C0 phases=2 Bus1=SX3178972C.1.2 kv=0.208 status=variable model=1 conn=wye kW=20.34 pf=0.97 Vminpu=.88 | New Monitor.linhaPV_Tpx338923C0_voltage element=line.Tpx338923C0 terminal=1 mode=0
New Load.338924C0 phases=2 Bus1=SX3104123C.1.2 kv=0.208 status=variable model=1 conn=wye kW=6.10 pf=0.97 Vminpu=.88 | New Monitor.linhaPV_Tpx338924C0_voltage element=line.Tpx338924C0 terminal=1 mode=0
New Load.338925A0 phases=2 Bus1=SX2973153A.1.2 kv=0.208 status=variable model=1 conn=wye kW=5.32 pf=0.97 Vminpu=.88 | New Monitor.linhaPV_Tpx338925A0_voltage element=line.Tpx338925A0 terminal=1 mode=0
New Load.338926A0 phases=2 Bus1=SX3216123A.1.2 kv=0.208 status=variable model=1 conn=wye kW=5.32 pf=0.97 Vminpu=.88 | New Monitor.linhaPV_Tpx338926A0_voltage element=line.Tpx338926A0 terminal=1 mode=0
New Load.338927A0 phases=2 Bus1=SX2972930A.1.2 kv=0.208 status=variable model=1 conn=wye kW=8.87 pf=0.97 Vminpu=.88 | New Monitor.linhaPV_Tpx338927A0_voltage element=line.Tpx338927A0 terminal=1 mode=0
New Load.338930B0 phases=2 Bus1=SX3029506B.1.2 kv=0.208 status=variable model=1 conn=wye kW=3.89 pf=0.97 Vminpu=.88 | New Monitor.linhaPV_Tpx338930B0_voltage element=line.Tpx338930B0 terminal=1 mode=0
New Load.338931C0 phases=2 Bus1=SX2785521C.1.2 kv=0.208 status=variable model=1 conn=wye kW=15.26 pf=0.97 Vminpu=.88 | New Monitor.linhaPV_Tpx338931C0_voltage element=line.Tpx338931C0 terminal=1 mode=0
New Load.338932C0 phases=2 Bus1=SX3197661C.1.2 kv=0.208 status=variable model=1 conn=wye kW=6.10 pf=0.97 Vminpu=.88 | New Monitor.linhaPV_Tpx338932C0_voltage element=line.Tpx338932C0 terminal=1 mode=0
New Load.338933B0 phases=2 Bus1=SX3216345B.1.2 kv=0.208 status=variable model=1 conn=wye kW=14.59 pf=0.97 Vminpu=.88 | New Monitor.linhaPV_Tpx338933B0_voltage element=line.Tpx338933B0 terminal=1 mode=0
New Load.338934B0 phases=2 Bus1=SX2879070B.1.2 kv=0.208 status=variable model=1 conn=wye kW=5.84 pf=0.97 Vminpu=.88 | New Monitor.linhaPV_Tpx338934B0_voltage element=line.Tpx338934B0 terminal=1 mode=0
New Load.338935B0 phases=2 Bus1=SX2973160B.1.2 kv=0.208 status=variable model=1 conn=wye kW=5.84 pf=0.97 Vminpu=.88 | New Monitor.linhaPV_Tpx338935B0_voltage element=line.Tpx338935B0 terminal=1 mode=0
New Load.338936C0 phases=2 Bus1=SX3066815C.1.2 kv=0.208 status=variable model=1 conn=wye kW=10.17 pf=0.97 Vminpu=.88 | New Monitor.linhaPV_Tpx338936C0_voltage element=line.Tpx338936C0 terminal=1 mode=0
New Load.338937C0 phases=2 Bus1=SX2897777C.1.2 kv=0.208 status=variable model=1 conn=wye kW=10.17 pf=0.97 Vminpu=.88 | New Monitor.linhaPV_Tpx338937C0_voltage element=line.Tpx338937C0 terminal=1 mode=0
New Load.338941C0 phases=2 Bus1=SX2991914C.1.2 kv=0.208 status=variable model=1 conn=wye kW=6.10 pf=0.97 Vminpu=.88 | New Monitor.linhaPV_Tpx338941C0_voltage element=line.Tpx338941C0 terminal=1 mode=0
New Load.338942A0 phases=2 Bus1=SX2822869A.1.2 kv=0.208 status=variable model=1 conn=wye kW=8.87 pf=0.97 Vminpu=.88 | New Monitor.linhaPV_Tpx338942A0_voltage element=line.Tpx338942A0 terminal=1 mode=0
New Load.338943C0 phases=2 Bus1=SX2729410C.1.2 kv=0.208 status=variable model=1 conn=wye kW=10.17 pf=0.97 Vminpu=.88 | New Monitor.linhaPV_Tpx338943C0_voltage element=line.Tpx338943C0 terminal=1 mode=0
New Load.338944C0 phases=2 Bus1=SX3197640C.1.2 kv=0.208 status=variable model=1 conn=wye kW=4.07 pf=0.97 Vminpu=.88 | New Monitor.linhaPV_Tpx338944C0_voltage element=line.Tpx338944C0 terminal=1 mode=0
New Load.338945A0 phases=2 Bus1=SX2954353A.1.2 kv=0.208 status=variable model=1 conn=wye kW=8.87 pf=0.97 Vminpu=.88 | New Monitor.linhaPV_Tpx338945A0_voltage element=line.Tpx338945A0 terminal=1 mode=0
New Load.338947B0 phases=2 Bus1=SX3160109B.1.2 kv=0.208 status=variable model=1 conn=wye kW=9.73 pf=0.97 Vminpu=.88 | New Monitor.linhaPV_Tpx338947B0_voltage element=line.Tpx338947B0 terminal=1 mode=0
New Load.338949B0 phases=2 Bus1=SX3104136B.1.2 kv=0.208 status=variable model=1 conn=wye kW=5.84 pf=0.97 Vminpu=.88 | New Monitor.linhaPV_Tpx338949B0_voltage element=line.Tpx338949B0 terminal=1 mode=0
New Load.338950B0 phases=2 Bus1=SX2822872B.1.2 kv=0.208 status=variable model=1 conn=wye kW=9.73 pf=0.97 Vminpu=.88 | New Monitor.linhaPV_Tpx338950B0_voltage element=line.Tpx338950B0 terminal=1 mode=0
New Load.338953B0 phases=2 Bus1=SX3122821B.1.2 kv=0.208 status=variable model=1 conn=wye kW=9.73 pf=0.97 Vminpu=.88 | New Monitor.linhaPV_Tpx338953B0_voltage element=line.Tpx338953B0 terminal=1 mode=0
New Load.338954A0 phases=2 Bus1=SX2860482A.1.2 kv=0.208 status=variable model=1 conn=wye kW=8.87 pf=0.97 Vminpu=.88 | New Monitor.linhaPV_Tpx338954A0_voltage element=line.Tpx338954A0 terminal=1 mode=0
New Load.338955B0 phases=2 Bus1=SX3010560B.1.2 kv=0.208 status=variable model=1 conn=wye kW=9.73 pf=0.97 Vminpu=.88 | New Monitor.linhaPV_Tpx338955B0_voltage element=line.Tpx338955B0 terminal=1 mode=0
New Load.338956A0 phases=2 Bus1=SX3104119A.1.2 kv=0.208 status=variable model=1 conn=wye kW=8.87 pf=0.97 Vminpu=.88 | New Monitor.linhaPV_Tpx338956A0_voltage element=line.Tpx338956A0 terminal=1 mode=0
New Load.338957C0 phases=2 Bus1=SX2785517C.1.2 kv=0.208 status=variable model=1 conn=wye kW=4.07 pf=0.97 Vminpu=.88 | New Monitor.linhaPV_Tpx338957C0_voltage element=line.Tpx338957C0 terminal=1 mode=0
New Load.338958C0 phases=2 Bus1=SX3066809C.1.2 kv=0.208 status=variable model=1 conn=wye kW=10.17 pf=0.97 Vminpu=.88 | New Monitor.linhaPV_Tpx338958C0_voltage element=line.Tpx338958C0 terminal=1 mode=0
New Load.338959C0 phases=2 Bus1=SX2954344C.1.2 kv=0.208 status=variable model=1 conn=wye kW=10.17 pf=0.97 Vminpu=.88 | New Monitor.linhaPV_Tpx338959C0_voltage element=line.Tpx338959C0 terminal=1 mode=0
New Load.338960C0 phases=2 Bus1=SX2897767C.1.2 kv=0.208 status=variable model=1 conn=wye kW=10.17 pf=0.97 Vminpu=.88 | New Monitor.linhaPV_Tpx338960C0_voltage element=line.Tpx338960C0 terminal=1 mode=0
New Load.338961C0 phases=2 Bus1=SX3254208C.1.2 kv=0.208 status=variable model=1 conn=wye kW=10.17 pf=0.97 Vminpu=.88 | New Monitor.linhaPV_Tpx338961C0_voltage element=line.Tpx338961C0 terminal=1 mode=0
New Load.338962C0 phases=2 Bus1=SX2748125C.1.2 kv=0.208 status=variable model=1 conn=wye kW=10.17 pf=0.97 Vminpu=.88 | New Monitor.linhaPV_Tpx338962C0_voltage element=line.Tpx338962C0 terminal=1 mode=0
New Load.338963C0 phases=2 Bus1=SX2673303C.1.2 kv=0.208 status=variable model=1 conn=wye kW=6.10 pf=0.97 Vminpu=.88 | New Monitor.linhaPV_Tpx338963C0_voltage element=line.Tpx338963C0 terminal=1 mode=0
New Load.338964C0 phases=2 Bus1=SX3104117C.1.2 kv=0.208 status=variable model=1 conn=wye kW=15.26 pf=0.97 Vminpu=.88 | New Monitor.linhaPV_Tpx338964C0_voltage element=line.Tpx338964C0 terminal=1 mode=0
New Load.338965A0 phases=2 Bus1=SX3010568A.1.2 kv=0.208 status=variable model=1 conn=wye kW=8.87 pf=0.97 Vminpu=.88 | New Monitor.linhaPV_Tpx338965A0_voltage element=line.Tpx338965A0 terminal=1 mode=0
New Load.338966C0 phases=2 Bus1=SX3029505C.1.2 kv=0.208 status=variable model=1 conn=wye kW=10.17 pf=0.97 Vminpu=.88 | New Monitor.linhaPV_Tpx338966C0_voltage element=line.Tpx338966C0 terminal=1 mode=0
New Load.338967C0 phases=2 Bus1=SX2673318C.1.2 kv=0.208 status=variable model=1 conn=wye kW=10.17 pf=0.97 Vminpu=.88 | New Monitor.linhaPV_Tpx338967C0_voltage element=line.Tpx338967C0 terminal=1 mode=0
New Load.338968C0 phases=2 Bus1=SX3178979C.1.2 kv=0.208 status=variable model=1 conn=wye kW=15.26 pf=0.97 Vminpu=.88 | New Monitor.linhaPV_Tpx338968C0_voltage element=line.Tpx338968C0 terminal=1 mode=0
New Load.338969A0 phases=2 Bus1=SX3104129A.1.2 kv=0.208 status=variable model=1 conn=wye kW=13.30 pf=0.97 Vminpu=.88 | New Monitor.linhaPV_Tpx338969A0_voltage element=line.Tpx338969A0 terminal=1 mode=0
New Load.338970A0 phases=2 Bus1=SX3141401A.1.2 kv=0.208 status=variable model=1 conn=wye kW=8.87 pf=0.97 Vminpu=.88 | New Monitor.linhaPV_Tpx338970A0_voltage element=line.Tpx338970A0 terminal=1 mode=0
New Load.338972B0 phases=2 Bus1=SX2841632B.1.2 kv=0.208 status=variable model=1 conn=wye kW=9.73 pf=0.97 Vminpu=.88 | New Monitor.linhaPV_Tpx338972B0_voltage element=line.Tpx338972B0 terminal=1 mode=0
New Load.338973A0 phases=2 Bus1=SX2748157A.1.2 kv=0.208 status=variable model=1 conn=wye kW=13.30 pf=0.97 Vminpu=.88 | New Monitor.linhaPV_Tpx338973A0_voltage element=line.Tpx338973A0 terminal=1 mode=0
New Load.338975A0 phases=2 Bus1=SX2785537A.1.2 kv=0.208 status=variable model=1 conn=wye kW=5.32 pf=0.97 Vminpu=.88 | New Monitor.linhaPV_Tpx338975A0_voltage element=line.Tpx338975A0 terminal=1 mode=0
New Load.338976B0 phases=2 Bus1=SX2691967B.1.2 kv=0.208 status=variable model=1 conn=wye kW=5.84 pf=0.97 Vminpu=.88 | New Monitor.linhaPV_Tpx338976B0_voltage element=line.Tpx338976B0 terminal=1 mode=0
New Load.338977A0 phases=2 Bus1=SX2916620A.1.2 kv=0.208 status=variable model=1 conn=wye kW=3.55 pf=0.97 Vminpu=.88 | New Monitor.linhaPV_Tpx338977A0_voltage element=line.Tpx338977A0 terminal=1 mode=0
New Load.338977B0 phases=2 Bus1=SX2916620B.1.2 kv=0.208 status=variable model=1 conn=wye kW=3.89 pf=0.97 Vminpu=.88 | New Monitor.linhaPV_Tpx338977B0_voltage element=line.Tpx338977B0 terminal=1 mode=0
New Load.338977C0 phases=2 Bus1=SX2916620C.1.2 kv=0.208 status=variable model=1 conn=wye kW=4.07 pf=0.97 Vminpu=.88 | New Monitor.linhaPV_Tpx338977C0_voltage element=line.Tpx338977C0 terminal=1 mode=0
New Load.338978C0 phases=2 Bus1=SX2766738C.1.2 kv=0.208 status=variable model=1 conn=wye kW=10.17 pf=0.97 Vminpu=.88 | New Monitor.linhaPV_Tpx338978C0_voltage element=line.Tpx338978C0 terminal=1 mode=0
New Load.338979B0 phases=2 Bus1=SX3066814B.1.2 kv=0.208 status=variable model=1 conn=wye kW=3.89 pf=0.97 Vminpu=.88 | New Monitor.linhaPV_Tpx338979B0_voltage element=line.Tpx338979B0 terminal=1 mode=0
New Load.338981B0 phases=2 Bus1=SX2820535B.1.2 kv=0.208 status=variable model=1 conn=wye kW=9.73 pf=0.97 Vminpu=.88 | New Monitor.linhaPV_Tpx338981B0_voltage element=line.Tpx338981B0 terminal=1 mode=0
New Load.338982B0 phases=2 Bus1=SX2785534B.1.2 kv=0.208 status=variable model=1 conn=wye kW=9.73 pf=0.97 Vminpu=.88 | New Monitor.linhaPV_Tpx338982B0_voltage element=line.Tpx338982B0 terminal=1 mode=0
New Load.338983B0 phases=2 Bus1=SX2691965B.1.2 kv=0.208 status=variable model=1 conn=wye kW=1.95 pf=0.97 Vminpu=.88 | New Monitor.linhaPV_Tpx338983B0_voltage element=line.Tpx338983B0 terminal=1 mode=0
New Load.338984A0 phases=2 Bus1=SX2748144A.1.2 kv=0.208 status=variable model=1 conn=wye kW=8.87 pf=0.97 Vminpu=.88 | New Monitor.linhaPV_Tpx338984A0_voltage element=line.Tpx338984A0 terminal=1 mode=0
New Load.338985A0 phases=2 Bus1=SX2897792A.1.2 kv=0.208 status=variable model=1 conn=wye kW=5.32 pf=0.97 Vminpu=.88 | New Monitor.linhaPV_Tpx338985A0_voltage element=line.Tpx338985A0 terminal=1 mode=0
New Load.338986A0 phases=2 Bus1=SX2785538A.1.2 kv=0.208 status=variable model=1 conn=wye kW=8.87 pf=0.97 Vminpu=.88 | New Monitor.linhaPV_Tpx338986A0_voltage element=line.Tpx338986A0 terminal=1 mode=0
New Load.338987A0 phases=2 Bus1=SX2897793A.1.2 kv=0.208 status=variable model=1 conn=wye kW=3.55 pf=0.97 Vminpu=.88 | New Monitor.linhaPV_Tpx338987A0_voltage element=line.Tpx338987A0 terminal=1 mode=0
New Load.338988A0 phases=2 Bus1=SX3254231A.1.2 kv=0.208 status=variable model=1 conn=wye kW=3.55 pf=0.97 Vminpu=.88 | New Monitor.linhaPV_Tpx338988A0_voltage element=line.Tpx338988A0 terminal=1 mode=0
New Load.338989A0 phases=2 Bus1=SX3254230A.1.2 kv=0.208 status=variable model=1 conn=wye kW=1.77 pf=0.97 Vminpu=.88 | New Monitor.linhaPV_Tpx338989A0_voltage element=line.Tpx338989A0 terminal=1 mode=0
New Load.338990B0 phases=2 Bus1=SX2673331B.1.2 kv=0.208 status=variable model=1 conn=wye kW=19.45 pf=0.97 Vminpu=.88 | New Monitor.linhaPV_Tpx338990B0_voltage element=line.Tpx338990B0 terminal=1 mode=0
New Load.338992B0 phases=2 Bus1=SX2935567B.1.2 kv=0.208 status=variable model=1 conn=wye kW=5.84 pf=0.97 Vminpu=.88 | New Monitor.linhaPV_Tpx338992B0_voltage element=line.Tpx338992B0 terminal=1 mode=0
New Load.338993B0 phases=2 Bus1=SX2804272B.1.2 kv=0.208 status=variable model=1 conn=wye kW=5.84 pf=0.97 Vminpu=.88 | New Monitor.linhaPV_Tpx338993B0_voltage element=line.Tpx338993B0 terminal=1 mode=0
New Load.338994B0 phases=2 Bus1=SX3160115B.1.2 kv=0.208 status=variable model=1 conn=wye kW=19.45 pf=0.97 Vminpu=.88 | New Monitor.linhaPV_Tpx338994B0_voltage element=line.Tpx338994B0 terminal=1 mode=0
New Load.338995B0 phases=2 Bus1=SX3254227B.1.2 kv=0.208 status=variable model=1 conn=wye kW=3.89 pf=0.97 Vminpu=.88 | New Monitor.linhaPV_Tpx338995B0_voltage element=line.Tpx338995B0 terminal=1 mode=0
New Load.338997B0 phases=2 Bus1=SX2860499B.1.2 kv=0.208 status=variable model=1 conn=wye kW=19.45 pf=0.97 Vminpu=.88 | New Monitor.linhaPV_Tpx338997B0_voltage element=line.Tpx338997B0 terminal=1 mode=0
New Load.338998B0 phases=2 Bus1=SX3254229B.1.2 kv=0.208 status=variable model=1 conn=wye kW=9.73 pf=0.97 Vminpu=.88 | New Monitor.linhaPV_Tpx338998B0_voltage element=line.Tpx338998B0 terminal=1 mode=0
New Load.338999B0 phases=2 Bus1=SX2822873B.1.2 kv=0.208 status=variable model=1 conn=wye kW=3.89 pf=0.97 Vminpu=.88 | New Monitor.linhaPV_Tpx338999B0_voltage element=line.Tpx338999B0 terminal=1 mode=0
New Load.339001B0 phases=2 Bus1=SX3178988B.1.2 kv=0.208 status=variable model=1 conn=wye kW=3.89 pf=0.97 Vminpu=.88 | New Monitor.linhaPV_Tpx339001B0_voltage element=line.Tpx339001B0 terminal=1 mode=0
New Load.339002B0 phases=2 Bus1=SX2785536B.1.2 kv=0.208 status=variable model=1 conn=wye kW=5.84 pf=0.97 Vminpu=.88 | New Monitor.linhaPV_Tpx339002B0_voltage element=line.Tpx339002B0 terminal=1 mode=0
New Load.339003B0 phases=2 Bus1=SX3066826B.1.2 kv=0.208 status=variable model=1 conn=wye kW=14.59 pf=0.97 Vminpu=.88 | New Monitor.linhaPV_Tpx339003B0_voltage element=line.Tpx339003B0 terminal=1 mode=0
New Load.339004B0 phases=2 Bus1=SX3197653B.1.2 kv=0.208 status=variable model=1 conn=wye kW=9.73 pf=0.97 Vminpu=.88 | New Monitor.linhaPV_Tpx339004B0_voltage element=line.Tpx339004B0 terminal=1 mode=0
New Load.339005B0 phases=2 Bus1=SX2785535B.1.2 kv=0.208 status=variable model=1 conn=wye kW=14.59 pf=0.97 Vminpu=.88 | New Monitor.linhaPV_Tpx339005B0_voltage element=line.Tpx339005B0 terminal=1 mode=0
New Load.339006B0 phases=2 Bus1=SX2916619B.1.2 kv=0.208 status=variable model=1 conn=wye kW=9.73 pf=0.97 Vminpu=.88 | New Monitor.linhaPV_Tpx339006B0_voltage element=line.Tpx339006B0 terminal=1 mode=0
New Load.339007B0 phases=2 Bus1=SX2916617B.1.2 kv=0.208 status=variable model=1 conn=wye kW=9.73 pf=0.97 Vminpu=.88 | New Monitor.linhaPV_Tpx339007B0_voltage element=line.Tpx339007B0 terminal=1 mode=0
New Load.339008B0 phases=2 Bus1=SX3122835B.1.2 kv=0.208 status=variable model=1 conn=wye kW=5.84 pf=0.97 Vminpu=.88 | New Monitor.linhaPV_Tpx339008B0_voltage element=line.Tpx339008B0 terminal=1 mode=0
New Load.339010B0 phases=2 Bus1=SX2691966B.1.2 kv=0.208 status=variable model=1 conn=wye kW=19.45 pf=0.97 Vminpu=.88 | New Monitor.linhaPV_Tpx339010B0_voltage element=line.Tpx339010B0 terminal=1 mode=0
New Load.339011B0 phases=2 Bus1=SX3104145B.1.2 kv=0.208 status=variable model=1 conn=wye kW=5.84 pf=0.97 Vminpu=.88 | New Monitor.linhaPV_Tpx339011B0_voltage element=line.Tpx339011B0 terminal=1 mode=0
New Load.339012B0 phases=2 Bus1=SX2973171B.1.2 kv=0.208 status=variable model=1 conn=wye kW=9.73 pf=0.97 Vminpu=.88 | New Monitor.linhaPV_Tpx339012B0_voltage element=line.Tpx339012B0 terminal=1 mode=0
New Load.339013B0 phases=2 Bus1=SX2804270B.1.2 kv=0.208 status=variable model=1 conn=wye kW=5.84 pf=0.97 Vminpu=.88 | New Monitor.linhaPV_Tpx339013B0_voltage element=line.Tpx339013B0 terminal=1 mode=0
New Load.339016B0 phases=2 Bus1=SX3235273B.1.2 kv=0.208 status=variable model=1 conn=wye kW=9.73 pf=0.97 Vminpu=.88 | New Monitor.linhaPV_Tpx339016B0_voltage element=line.Tpx339016B0 terminal=1 mode=0
New Load.339017C0 phases=2 Bus1=SX2729423C.1.2 kv=0.208 status=variable model=1 conn=wye kW=6.10 pf=0.97 Vminpu=.88 | New Monitor.linhaPV_Tpx339017C0_voltage element=line.Tpx339017C0 terminal=1 mode=0
New Load.339018A0 phases=2 Bus1=SX2729424A.1.2 kv=0.208 status=variable model=1 conn=wye kW=5.32 pf=0.97 Vminpu=.88 | New Monitor.linhaPV_Tpx339018A0_voltage element=line.Tpx339018A0 terminal=1 mode=0
New Load.339019A0 phases=2 Bus1=SX3160114A.1.2 kv=0.208 status=variable model=1 conn=wye kW=5.32 pf=0.97 Vminpu=.88 | New Monitor.linhaPV_Tpx339019A0_voltage element=line.Tpx339019A0 terminal=1 mode=0
New Load.339020A0 phases=2 Bus1=SX3104144A.1.2 kv=0.208 status=variable model=1 conn=wye kW=3.55 pf=0.97 Vminpu=.88 | New Monitor.linhaPV_Tpx339020A0_voltage element=line.Tpx339020A0 terminal=1 mode=0
New Load.339021A0 phases=2 Bus1=SX3197652A.1.2 kv=0.208 status=variable model=1 conn=wye kW=8.87 pf=0.97 Vminpu=.88 | New Monitor.linhaPV_Tpx339021A0_voltage element=line.Tpx339021A0 terminal=1 mode=0
New Load.339042B0 phases=2 Bus1=SX3141394B.1.2 kv=0.208 status=variable model=1 conn=wye kW=9.73 pf=0.97 Vminpu=.88 | New Monitor.linhaPV_Tpx339042B0_voltage element=line.Tpx339042B0 terminal=1 mode=0
New Load.339043C0 phases=2 Bus1=SX2804277C.1.2 kv=0.208 status=variable model=1 conn=wye kW=10.17 pf=0.97 Vminpu=.88 | New Monitor.linhaPV_Tpx339043C0_voltage element=line.Tpx339043C0 terminal=1 mode=0
New Load.339044C0 phases=2 Bus1=SX3197625C.1.2 kv=0.208 status=variable model=1 conn=wye kW=6.10 pf=0.97 Vminpu=.88 | New Monitor.linhaPV_Tpx339044C0_voltage element=line.Tpx339044C0 terminal=1 mode=0
New Load.339046A0 phases=2 Bus1=SX2785511A.1.2 kv=0.208 status=variable model=1 conn=wye kW=8.87 pf=0.97 Vminpu=.88 | New Monitor.linhaPV_Tpx339046A0_voltage element=line.Tpx339046A0 terminal=1 mode=0
New Load.339047A0 phases=2 Bus1=SX2973148A.1.2 kv=0.208 status=variable model=1 conn=wye kW=8.87 pf=0.97 Vminpu=.88 | New Monitor.linhaPV_Tpx339047A0_voltage element=line.Tpx339047A0 terminal=1 mode=0
New Load.339048A0 phases=2 Bus1=SX3160098A.1.2 kv=0.208 status=variable model=1 conn=wye kW=5.32 pf=0.97 Vminpu=.88 | New Monitor.linhaPV_Tpx339048A0_voltage element=line.Tpx339048A0 terminal=1 mode=0
New Load.339049A0 phases=2 Bus1=SX2916602A.1.2 kv=0.208 status=variable model=1 conn=wye kW=8.87 pf=0.97 Vminpu=.88 | New Monitor.linhaPV_Tpx339049A0_voltage element=line.Tpx339049A0 terminal=1 mode=0
New Load.339051C0 phases=2 Bus1=SX3231255C.1.2 kv=0.208 status=variable model=1 conn=wye kW=10.17 pf=0.97 Vminpu=.88 | New Monitor.linhaPV_Tpx339051C0_voltage element=line.Tpx339051C0 terminal=1 mode=0
New Load.339052C0 phases=2 Bus1=SX3118855C.1.2 kv=0.208 status=variable model=1 conn=wye kW=15.26 pf=0.97 Vminpu=.88 | New Monitor.linhaPV_Tpx339052C0_voltage element=line.Tpx339052C0 terminal=1 mode=0
New Load.339097B0 phases=2 Bus1=SX3085410B.1.2 kv=0.208 status=variable model=1 conn=wye kW=5.84 pf=0.97 Vminpu=.88 | New Monitor.linhaPV_Tpx339097B0_voltage element=line.Tpx339097B0 terminal=1 mode=0
New Load.346639C0 phases=2 Bus1=SX2992556C.1.2 kv=0.208 status=variable model=1 conn=wye kW=6.10 pf=0.97 Vminpu=.88 | New Monitor.linhaPV_Tpx346639C0_voltage element=line.Tpx346639C0 terminal=1 mode=0
New Load.350993C0 phases=2 Bus1=SX3198356C.1.2 kv=0.208 status=variable model=1 conn=wye kW=6.10 pf=0.97 Vminpu=.88 | New Monitor.linhaPV_Tpx350993C0_voltage element=line.Tpx350993C0 terminal=1 mode=0
New Load.350994C0 phases=2 Bus1=SX3048968C.1.2 kv=0.208 status=variable model=1 conn=wye kW=15.26 pf=0.97 Vminpu=.88 | New Monitor.linhaPV_Tpx350994C0_voltage element=line.Tpx350994C0 terminal=1 mode=0
New Load.351019C0 phases=2 Bus1=SX2767414C.1.2 kv=0.208 status=variable model=1 conn=wye kW=6.10 pf=0.97 Vminpu=.88 | New Monitor.linhaPV_Tpx351019C0_voltage element=line.Tpx351019C0 terminal=1 mode=0
New Load.351020C0 phases=2 Bus1=SX3045895C.1.2 kv=0.208 status=variable model=1 conn=wye kW=10.17 pf=0.97 Vminpu=.88 | New Monitor.linhaPV_Tpx351020C0_voltage element=line.Tpx351020C0 terminal=1 mode=0
New Load.351021C0 phases=2 Bus1=SX2692664C.1.2 kv=0.208 status=variable model=1 conn=wye kW=6.10 pf=0.97 Vminpu=.88 | New Monitor.linhaPV_Tpx351021C0_voltage element=line.Tpx351021C0 terminal=1 mode=0
New Load.354851B0 phases=2 Bus1=SX2991901B.1.2 kv=0.208 status=variable model=1 conn=wye kW=9.73 pf=0.97 Vminpu=.88 | New Monitor.linhaPV_Tpx354851B0_voltage element=line.Tpx354851B0 terminal=1 mode=0
New Load.355358B0 phases=2 Bus1=SX2673322B.1.2 kv=0.208 status=variable model=1 conn=wye kW=3.89 pf=0.97 Vminpu=.88 | New Monitor.linhaPV_Tpx355358B0_voltage element=line.Tpx355358B0 terminal=1 mode=0
New Load.355359B0 phases=2 Bus1=SX2766730B.1.2 kv=0.208 status=variable model=1 conn=wye kW=5.84 pf=0.97 Vminpu=.88 | New Monitor.linhaPV_Tpx355359B0_voltage element=line.Tpx355359B0 terminal=1 mode=0
New Load.355375A0 phases=2 Bus1=SX2689691A.1.2 kv=0.208 status=variable model=1 conn=wye kW=8.87 pf=0.97 Vminpu=.88 | New Monitor.linhaPV_Tpx355375A0_voltage element=line.Tpx355375A0 terminal=1 mode=0
New Load.355376B0 phases=2 Bus1=SX2914323B.1.2 kv=0.208 status=variable model=1 conn=wye kW=3.89 pf=0.97 Vminpu=.88 | New Monitor.linhaPV_Tpx355376B0_voltage element=line.Tpx355376B0 terminal=1 mode=0
New Load.355431C0 phases=2 Bus1=SX3048222C.1.2 kv=0.208 status=variable model=1 conn=wye kW=15.26 pf=0.97 Vminpu=.88 | New Monitor.linhaPV_Tpx355431C0_voltage element=line.Tpx355431C0 terminal=1 mode=0
New Load.355432C0 phases=2 Bus1=SX3122837C.1.2 kv=0.208 status=variable model=1 conn=wye kW=15.26 pf=0.97 Vminpu=.88 | New Monitor.linhaPV_Tpx355432C0_voltage element=line.Tpx355432C0 terminal=1 mode=0
New Load.355433C0 phases=2 Bus1=SX2991933C.1.2 kv=0.208 status=variable model=1 conn=wye kW=20.34 pf=0.97 Vminpu=.88 | New Monitor.linhaPV_Tpx355433C0_voltage element=line.Tpx355433C0 terminal=1 mode=0
New Load.355437C0 phases=2 Bus1=SX2710525C.1.2 kv=0.208 status=variable model=1 conn=wye kW=10.17 pf=0.97 Vminpu=.88 | New Monitor.linhaPV_Tpx355437C0_voltage element=line.Tpx355437C0 terminal=1 mode=0
New Load.355438C0 phases=2 Bus1=SX2673323C.1.2 kv=0.208 status=variable model=1 conn=wye kW=10.17 pf=0.97 Vminpu=.88 | New Monitor.linhaPV_Tpx355438C0_voltage element=line.Tpx355438C0 terminal=1 mode=0
New Load.355584B0 phases=2 Bus1=SX2710542B.1.2 kv=0.208 status=variable model=1 conn=wye kW=9.73 pf=0.97 Vminpu=.88 | New Monitor.linhaPV_Tpx355584B0_voltage element=line.Tpx355584B0 terminal=1 mode=0
New Load.355585B0 phases=2 Bus1=SX2766742B.1.2 kv=0.208 status=variable model=1 conn=wye kW=5.84 pf=0.97 Vminpu=.88 | New Monitor.linhaPV_Tpx355585B0_voltage element=line.Tpx355585B0 terminal=1 mode=0
New Load.355586B0 phases=2 Bus1=SX3254234B.1.2 kv=0.208 status=variable model=1 conn=wye kW=9.73 pf=0.97 Vminpu=.88 | New Monitor.linhaPV_Tpx355586B0_voltage element=line.Tpx355586B0 terminal=1 mode=0
New Load.355587B0 phases=2 Bus1=SX3104114B.1.2 kv=0.208 status=variable model=1 conn=wye kW=9.73 pf=0.97 Vminpu=.88 | New Monitor.linhaPV_Tpx355587B0_voltage element=line.Tpx355587B0 terminal=1 mode=0
New Load.355588B0 phases=2 Bus1=SX2822857B.1.2 kv=0.208 status=variable model=1 conn=wye kW=5.84 pf=0.97 Vminpu=.88 | New Monitor.linhaPV_Tpx355588B0_voltage element=line.Tpx355588B0 terminal=1 mode=0
New Load.355589B0 phases=2 Bus1=SX2691939B.1.2 kv=0.208 status=variable model=1 conn=wye kW=9.73 pf=0.97 Vminpu=.88 | New Monitor.linhaPV_Tpx355589B0_voltage element=line.Tpx355589B0 terminal=1 mode=0
New Load.355590B0 phases=2 Bus1=SX2860478B.1.2 kv=0.208 status=variable model=1 conn=wye kW=5.84 pf=0.97 Vminpu=.88 | New Monitor.linhaPV_Tpx355590B0_voltage element=line.Tpx355590B0 terminal=1 mode=0
New Load.355591B0 phases=2 Bus1=SX2822858B.1.2 kv=0.208 status=variable model=1 conn=wye kW=9.73 pf=0.97 Vminpu=.88 | New Monitor.linhaPV_Tpx355591B0_voltage element=line.Tpx355591B0 terminal=1 mode=0
New Load.355592B0 phases=2 Bus1=SX3254206B.1.2 kv=0.208 status=variable model=1 conn=wye kW=9.73 pf=0.97 Vminpu=.88 | New Monitor.linhaPV_Tpx355592B0_voltage element=line.Tpx355592B0 terminal=1 mode=0
New Load.355593B0 phases=2 Bus1=SX2766715B.1.2 kv=0.208 status=variable model=1 conn=wye kW=5.84 pf=0.97 Vminpu=.88 | New Monitor.linhaPV_Tpx355593B0_voltage element=line.Tpx355593B0 terminal=1 mode=0
New Load.355595B0 phases=2 Bus1=SX2860479B.1.2 kv=0.208 status=variable model=1 conn=wye kW=3.89 pf=0.97 Vminpu=.88 | New Monitor.linhaPV_Tpx355595B0_voltage element=line.Tpx355595B0 terminal=1 mode=0
New Load.355596B0 phases=2 Bus1=SX3178969B.1.2 kv=0.208 status=variable model=1 conn=wye kW=5.84 pf=0.97 Vminpu=.88 | New Monitor.linhaPV_Tpx355596B0_voltage element=line.Tpx355596B0 terminal=1 mode=0
New Load.355597B0 phases=2 Bus1=SX2729401B.1.2 kv=0.208 status=variable model=1 conn=wye kW=5.84 pf=0.97 Vminpu=.88 | New Monitor.linhaPV_Tpx355597B0_voltage element=line.Tpx355597B0 terminal=1 mode=0
New Load.355598B0 phases=2 Bus1=SX2804245B.1.2 kv=0.208 status=variable model=1 conn=wye kW=9.73 pf=0.97 Vminpu=.88 | New Monitor.linhaPV_Tpx355598B0_voltage element=line.Tpx355598B0 terminal=1 mode=0
New Load.355599B0 phases=2 Bus1=SX3216338B.1.2 kv=0.208 status=variable model=1 conn=wye kW=9.73 pf=0.97 Vminpu=.88 | New Monitor.linhaPV_Tpx355599B0_voltage element=line.Tpx355599B0 terminal=1 mode=0
New Load.355600B0 phases=2 Bus1=SX2691938B.1.2 kv=0.208 status=variable model=1 conn=wye kW=9.73 pf=0.97 Vminpu=.88 | New Monitor.linhaPV_Tpx355600B0_voltage element=line.Tpx355600B0 terminal=1 mode=0
New Load.355601B0 phases=2 Bus1=SX2673326B.1.2 kv=0.208 status=variable model=1 conn=wye kW=5.84 pf=0.97 Vminpu=.88 | New Monitor.linhaPV_Tpx355601B0_voltage element=line.Tpx355601B0 terminal=1 mode=0
New Load.355602B0 phases=2 Bus1=SX3251806B.1.2 kv=0.208 status=variable model=1 conn=wye kW=5.84 pf=0.97 Vminpu=.88 | New Monitor.linhaPV_Tpx355602B0_voltage element=line.Tpx355602B0 terminal=1 mode=0
New Load.355603B0 phases=2 Bus1=SX3160108B.1.2 kv=0.208 status=variable model=1 conn=wye kW=14.59 pf=0.97 Vminpu=.88 | New Monitor.linhaPV_Tpx355603B0_voltage element=line.Tpx355603B0 terminal=1 mode=0
New Load.355604B0 phases=2 Bus1=SX2841624B.1.2 kv=0.208 status=variable model=1 conn=wye kW=5.84 pf=0.97 Vminpu=.88 | New Monitor.linhaPV_Tpx355604B0_voltage element=line.Tpx355604B0 terminal=1 mode=0
New Load.355605B0 phases=2 Bus1=SX2729409B.1.2 kv=0.208 status=variable model=1 conn=wye kW=9.73 pf=0.97 Vminpu=.88 | New Monitor.linhaPV_Tpx355605B0_voltage element=line.Tpx355605B0 terminal=1 mode=0
New Load.355606B0 phases=2 Bus1=SX3029510B.1.2 kv=0.208 status=variable model=1 conn=wye kW=5.84 pf=0.97 Vminpu=.88 | New Monitor.linhaPV_Tpx355606B0_voltage element=line.Tpx355606B0 terminal=1 mode=0
New Load.355607B0 phases=2 Bus1=SX2991927B.1.2 kv=0.208 status=variable model=1 conn=wye kW=9.73 pf=0.97 Vminpu=.88 | New Monitor.linhaPV_Tpx355607B0_voltage element=line.Tpx355607B0 terminal=1 mode=0
New Load.355618B0 phases=2 Bus1=SX2954338B.1.2 kv=0.208 status=variable model=1 conn=wye kW=9.73 pf=0.97 Vminpu=.88 | New Monitor.linhaPV_Tpx355618B0_voltage element=line.Tpx355618B0 terminal=1 mode=0
New Load.355767B0 phases=2 Bus1=SX3197634B.1.2 kv=0.208 status=variable model=1 conn=wye kW=14.59 pf=0.97 Vminpu=.88 | New Monitor.linhaPV_Tpx355767B0_voltage element=line.Tpx355767B0 terminal=1 mode=0
New Load.355768B0 phases=2 Bus1=SX2729408B.1.2 kv=0.208 status=variable model=1 conn=wye kW=9.73 pf=0.97 Vminpu=.88 | New Monitor.linhaPV_Tpx355768B0_voltage element=line.Tpx355768B0 terminal=1 mode=0
New Load.355773A0 phases=2 Bus1=SX2991909A.1.2 kv=0.208 status=variable model=1 conn=wye kW=8.87 pf=0.97 Vminpu=.88 | New Monitor.linhaPV_Tpx355773A0_voltage element=line.Tpx355773A0 terminal=1 mode=0
New Load.355777B0 phases=2 Bus1=SX3085398B.1.2 kv=0.208 status=variable model=1 conn=wye kW=9.73 pf=0.97 Vminpu=.88 | New Monitor.linhaPV_Tpx355777B0_voltage element=line.Tpx355777B0 terminal=1 mode=0
New Load.355778C0 phases=2 Bus1=SX2673314C.1.2 kv=0.208 status=variable model=1 conn=wye kW=4.07 pf=0.97 Vminpu=.88 | New Monitor.linhaPV_Tpx355778C0_voltage element=line.Tpx355778C0 terminal=1 mode=0
New Load.355779C0 phases=2 Bus1=SX3122817C.1.2 kv=0.208 status=variable model=1 conn=wye kW=6.10 pf=0.97 Vminpu=.88 | New Monitor.linhaPV_Tpx355779C0_voltage element=line.Tpx355779C0 terminal=1 mode=0
New Load.355780B0 phases=2 Bus1=SX3160102B.1.2 kv=0.208 status=variable model=1 conn=wye kW=9.73 pf=0.97 Vminpu=.88 | New Monitor.linhaPV_Tpx355780B0_voltage element=line.Tpx355780B0 terminal=1 mode=0
New Load.355840B0 phases=2 Bus1=SX2822871B.1.2 kv=0.208 status=variable model=1 conn=wye kW=9.73 pf=0.97 Vminpu=.88 | New Monitor.linhaPV_Tpx355840B0_voltage element=line.Tpx355840B0 terminal=1 mode=0
New Load.355842A0 phases=2 Bus1=SX2876813A.1.2 kv=0.208 status=variable model=1 conn=wye kW=8.87 pf=0.97 Vminpu=.88 | New Monitor.linhaPV_Tpx355842A0_voltage element=line.Tpx355842A0 terminal=1 mode=0
New Load.355843A0 phases=2 Bus1=SX2952013A.1.2 kv=0.208 status=variable model=1 conn=wye kW=3.55 pf=0.97 Vminpu=.88 | New Monitor.linhaPV_Tpx355843A0_voltage element=line.Tpx355843A0 terminal=1 mode=0
New Load.355933A0 phases=2 Bus1=SX2916598A.1.2 kv=0.208 status=variable model=1 conn=wye kW=3.55 pf=0.97 Vminpu=.88 | New Monitor.linhaPV_Tpx355933A0_voltage element=line.Tpx355933A0 terminal=1 mode=0
New Load.355934A0 phases=2 Bus1=SX3048212A.1.2 kv=0.208 status=variable model=1 conn=wye kW=3.55 pf=0.97 Vminpu=.88 | New Monitor.linhaPV_Tpx355934A0_voltage element=line.Tpx355934A0 terminal=1 mode=0
New Load.355935A0 phases=2 Bus1=SX2691973A.1.2 kv=0.208 status=variable model=1 conn=wye kW=5.32 pf=0.97 Vminpu=.88 | New Monitor.linhaPV_Tpx355935A0_voltage element=line.Tpx355935A0 terminal=1 mode=0
New Load.355936A0 phases=2 Bus1=SX2954357A.1.2 kv=0.208 status=variable model=1 conn=wye kW=13.30 pf=0.97 Vminpu=.88 | New Monitor.linhaPV_Tpx355936A0_voltage element=line.Tpx355936A0 terminal=1 mode=0
New Load.355937A0 phases=2 Bus1=SX2841639A.1.2 kv=0.208 status=variable model=1 conn=wye kW=8.87 pf=0.97 Vminpu=.88 | New Monitor.linhaPV_Tpx355937A0_voltage element=line.Tpx355937A0 terminal=1 mode=0
New Load.355938A0 phases=2 Bus1=SX2804262A.1.2 kv=0.208 status=variable model=1 conn=wye kW=5.32 pf=0.97 Vminpu=.88 | New Monitor.linhaPV_Tpx355938A0_voltage element=line.Tpx355938A0 terminal=1 mode=0
New Load.355942A0 phases=2 Bus1=SX2973165A.1.2 kv=0.208 status=variable model=1 conn=wye kW=8.87 pf=0.97 Vminpu=.88 | New Monitor.linhaPV_Tpx355942A0_voltage element=line.Tpx355942A0 terminal=1 mode=0
New Load.355943C0 phases=2 Bus1=SX2785529C.1.2 kv=0.208 status=variable model=1 conn=wye kW=10.17 pf=0.97 Vminpu=.88 | New Monitor.linhaPV_Tpx355943C0_voltage element=line.Tpx355943C0 terminal=1 mode=0
New Load.355944B0 phases=2 Bus1=SX3197646B.1.2 kv=0.208 status=variable model=1 conn=wye kW=9.73 pf=0.97 Vminpu=.88 | New Monitor.linhaPV_Tpx355944B0_voltage element=line.Tpx355944B0 terminal=1 mode=0
New Load.356007A0 phases=2 Bus1=SX3141389A.1.2 kv=0.208 status=variable model=1 conn=wye kW=5.32 pf=0.97 Vminpu=.88 | New Monitor.linhaPV_Tpx356007A0_voltage element=line.Tpx356007A0 terminal=1 mode=0
New Load.356008A0 phases=2 Bus1=SX3197618A.1.2 kv=0.208 status=variable model=1 conn=wye kW=5.32 pf=0.97 Vminpu=.88 | New Monitor.linhaPV_Tpx356008A0_voltage element=line.Tpx356008A0 terminal=1 mode=0
New Load.356009A0 phases=2 Bus1=SX2691936A.1.2 kv=0.208 status=variable model=1 conn=wye kW=5.32 pf=0.97 Vminpu=.88 | New Monitor.linhaPV_Tpx356009A0_voltage element=line.Tpx356009A0 terminal=1 mode=0
New Load.356010A0 phases=2 Bus1=SX3216336A.1.2 kv=0.208 status=variable model=1 conn=wye kW=8.87 pf=0.97 Vminpu=.88 | New Monitor.linhaPV_Tpx356010A0_voltage element=line.Tpx356010A0 terminal=1 mode=0
New Load.356011A0 phases=2 Bus1=SX3216337A.1.2 kv=0.208 status=variable model=1 conn=wye kW=5.32 pf=0.97 Vminpu=.88 | New Monitor.linhaPV_Tpx356011A0_voltage element=line.Tpx356011A0 terminal=1 mode=0
New Load.356012A0 phases=2 Bus1=SX2841615A.1.2 kv=0.208 status=variable model=1 conn=wye kW=5.32 pf=0.97 Vminpu=.88 | New Monitor.linhaPV_Tpx356012A0_voltage element=line.Tpx356012A0 terminal=1 mode=0
New Load.356013A0 phases=2 Bus1=SX2954348A.1.2 kv=0.208 status=variable model=1 conn=wye kW=8.87 pf=0.97 Vminpu=.88 | New Monitor.linhaPV_Tpx356013A0_voltage element=line.Tpx356013A0 terminal=1 mode=0
New Load.356014A0 phases=2 Bus1=SX3235249A.1.2 kv=0.208 status=variable model=1 conn=wye kW=3.55 pf=0.97 Vminpu=.88 | New Monitor.linhaPV_Tpx356014A0_voltage element=line.Tpx356014A0 terminal=1 mode=0
New Load.356015A0 phases=2 Bus1=SX2916599A.1.2 kv=0.208 status=variable model=1 conn=wye kW=8.87 pf=0.97 Vminpu=.88 | New Monitor.linhaPV_Tpx356015A0_voltage element=line.Tpx356015A0 terminal=1 mode=0
New Load.356062B0 phases=2 Bus1=SX3122816B.1.2 kv=0.208 status=variable model=1 conn=wye kW=9.73 pf=0.97 Vminpu=.88 | New Monitor.linhaPV_Tpx356062B0_voltage element=line.Tpx356062B0 terminal=1 mode=0
New Load.356063C0 phases=2 Bus1=SX3160103C.1.2 kv=0.208 status=variable model=1 conn=wye kW=6.10 pf=0.97 Vminpu=.88 | New Monitor.linhaPV_Tpx356063C0_voltage element=line.Tpx356063C0 terminal=1 mode=0
New Load.356064B0 phases=2 Bus1=SX2935556B.1.2 kv=0.208 status=variable model=1 conn=wye kW=9.73 pf=0.97 Vminpu=.88 | New Monitor.linhaPV_Tpx356064B0_voltage element=line.Tpx356064B0 terminal=1 mode=0
New Load.356065B0 phases=2 Bus1=SX3104124B.1.2 kv=0.208 status=variable model=1 conn=wye kW=5.84 pf=0.97 Vminpu=.88 | New Monitor.linhaPV_Tpx356065B0_voltage element=line.Tpx356065B0 terminal=1 mode=0
New Load.356787C0 phases=2 Bus1=SX2970804C.1.2 kv=0.208 status=variable model=1 conn=wye kW=10.17 pf=0.97 Vminpu=.88 | New Monitor.linhaPV_Tpx356787C0_voltage element=line.Tpx356787C0 terminal=1 mode=0
New Load.356788C0 phases=2 Bus1=SX3176661C.1.2 kv=0.208 status=variable model=1 conn=wye kW=4.07 pf=0.97 Vminpu=.88 | New Monitor.linhaPV_Tpx356788C0_voltage element=line.Tpx356788C0 terminal=1 mode=0
New Load.356789C0 phases=2 Bus1=SX3048937C.1.2 kv=0.208 status=variable model=1 conn=wye kW=6.10 pf=0.97 Vminpu=.88 | New Monitor.linhaPV_Tpx356789C0_voltage element=line.Tpx356789C0 terminal=1 mode=0
New Load.356790C0 phases=2 Bus1=SX2804957C.1.2 kv=0.208 status=variable model=1 conn=wye kW=4.07 pf=0.97 Vminpu=.88 | New Monitor.linhaPV_Tpx356790C0_voltage element=line.Tpx356790C0 terminal=1 mode=0
New Load.356791C0 phases=2 Bus1=SX2767343C.1.2 kv=0.208 status=variable model=1 conn=wye kW=15.26 pf=0.97 Vminpu=.88 | New Monitor.linhaPV_Tpx356791C0_voltage element=line.Tpx356791C0 terminal=1 mode=0
New Load.356793C0 phases=2 Bus1=SX3179608C.1.2 kv=0.208 status=variable model=1 conn=wye kW=15.26 pf=0.97 Vminpu=.88 | New Monitor.linhaPV_Tpx356793C0_voltage element=line.Tpx356793C0 terminal=1 mode=0
New Load.356794C0 phases=2 Bus1=SX3086002C.1.2 kv=0.208 status=variable model=1 conn=wye kW=10.17 pf=0.97 Vminpu=.88 | New Monitor.linhaPV_Tpx356794C0_voltage element=line.Tpx356794C0 terminal=1 mode=0
New Load.356795C0 phases=2 Bus1=SX2842330C.1.2 kv=0.208 status=variable model=1 conn=wye kW=10.17 pf=0.97 Vminpu=.88 | New Monitor.linhaPV_Tpx356795C0_voltage element=line.Tpx356795C0 terminal=1 mode=0
New Load.356796C0 phases=2 Bus1=SX3235945C.1.2 kv=0.208 status=variable model=1 conn=wye kW=10.17 pf=0.97 Vminpu=.88 | New Monitor.linhaPV_Tpx356796C0_voltage element=line.Tpx356796C0 terminal=1 mode=0
New Load.356797C0 phases=2 Bus1=SX2955006C.1.2 kv=0.208 status=variable model=1 conn=wye kW=10.17 pf=0.97 Vminpu=.88 | New Monitor.linhaPV_Tpx356797C0_voltage element=line.Tpx356797C0 terminal=1 mode=0
New Load.356798C0 phases=2 Bus1=SX2692600C.1.2 kv=0.208 status=variable model=1 conn=wye kW=10.17 pf=0.97 Vminpu=.88 | New Monitor.linhaPV_Tpx356798C0_voltage element=line.Tpx356798C0 terminal=1 mode=0
New Load.356800A0 phases=2 Bus1=SX3235946A.1.2 kv=0.208 status=variable model=1 conn=wye kW=8.87 pf=0.97 Vminpu=.88 | New Monitor.linhaPV_Tpx356800A0_voltage element=line.Tpx356800A0 terminal=1 mode=0
New Load.356801A0 phases=2 Bus1=SX3011229A.1.2 kv=0.208 status=variable model=1 conn=wye kW=5.32 pf=0.97 Vminpu=.88 | New Monitor.linhaPV_Tpx356801A0_voltage element=line.Tpx356801A0 terminal=1 mode=0
New Load.356802A0 phases=2 Bus1=SX2767342A.1.2 kv=0.208 status=variable model=1 conn=wye kW=8.87 pf=0.97 Vminpu=.88 | New Monitor.linhaPV_Tpx356802A0_voltage element=line.Tpx356802A0 terminal=1 mode=0
New Load.356803A0 phases=2 Bus1=SX2748780A.1.2 kv=0.208 status=variable model=1 conn=wye kW=8.87 pf=0.97 Vminpu=.88 | New Monitor.linhaPV_Tpx356803A0_voltage element=line.Tpx356803A0 terminal=1 mode=0
New Load.356804A0 phases=2 Bus1=SX2823544A.1.2 kv=0.208 status=variable model=1 conn=wye kW=8.87 pf=0.97 Vminpu=.88 | New Monitor.linhaPV_Tpx356804A0_voltage element=line.Tpx356804A0 terminal=1 mode=0
New Load.356805A0 phases=2 Bus1=SX3195321A.1.2 kv=0.208 status=variable model=1 conn=wye kW=5.32 pf=0.97 Vminpu=.88 | New Monitor.linhaPV_Tpx356805A0_voltage element=line.Tpx356805A0 terminal=1 mode=0
New Load.356807A0 phases=2 Bus1=SX2823545A.1.2 kv=0.208 status=variable model=1 conn=wye kW=8.87 pf=0.97 Vminpu=.88 | New Monitor.linhaPV_Tpx356807A0_voltage element=line.Tpx356807A0 terminal=1 mode=0
New Load.356808A0 phases=2 Bus1=SX3101782A.1.2 kv=0.208 status=variable model=1 conn=wye kW=13.30 pf=0.97 Vminpu=.88 | New Monitor.linhaPV_Tpx356808A0_voltage element=line.Tpx356808A0 terminal=1 mode=0
New Load.356809A0 phases=2 Bus1=SX2936214A.1.2 kv=0.208 status=variable model=1 conn=wye kW=8.87 pf=0.97 Vminpu=.88 | New Monitor.linhaPV_Tpx356809A0_voltage element=line.Tpx356809A0 terminal=1 mode=0
New Load.356810C0 phases=2 Bus1=SX3142049C.1.2 kv=0.208 status=variable model=1 conn=wye kW=4.07 pf=0.97 Vminpu=.88 | New Monitor.linhaPV_Tpx356810C0_voltage element=line.Tpx356810C0 terminal=1 mode=0
New Load.356811A0 phases=2 Bus1=SX2804956A.1.2 kv=0.208 status=variable model=1 conn=wye kW=8.87 pf=0.97 Vminpu=.88 | New Monitor.linhaPV_Tpx356811A0_voltage element=line.Tpx356811A0 terminal=1 mode=0
New Load.356814C0 phases=2 Bus1=SX2730106C.1.2 kv=0.208 status=variable model=1 conn=wye kW=10.17 pf=0.97 Vminpu=.88 | New Monitor.linhaPV_Tpx356814C0_voltage element=line.Tpx356814C0 terminal=1 mode=0
New Load.356815A0 phases=2 Bus1=SX2936212A.1.2 kv=0.208 status=variable model=1 conn=wye kW=8.87 pf=0.97 Vminpu=.88 | New Monitor.linhaPV_Tpx356815A0_voltage element=line.Tpx356815A0 terminal=1 mode=0
New Load.391736B0 phases=2 Bus1=SX3029495B.1.2 kv=0.208 status=variable model=1 conn=wye kW=5.84 pf=0.97 Vminpu=.88 | New Monitor.linhaPV_Tpx391736B0_voltage element=line.Tpx391736B0 terminal=1 mode=0
New Load.391737B0 phases=2 Bus1=SX2804247B.1.2 kv=0.208 status=variable model=1 conn=wye kW=9.73 pf=0.97 Vminpu=.88 | New Monitor.linhaPV_Tpx391737B0_voltage element=line.Tpx391737B0 terminal=1 mode=0
New Load.391738B0 phases=2 Bus1=SX3104115B.1.2 kv=0.208 status=variable model=1 conn=wye kW=3.89 pf=0.97 Vminpu=.88 | New Monitor.linhaPV_Tpx391738B0_voltage element=line.Tpx391738B0 terminal=1 mode=0
New Load.391739B0 phases=2 Bus1=SX2954339B.1.2 kv=0.208 status=variable model=1 conn=wye kW=9.73 pf=0.97 Vminpu=.88 | New Monitor.linhaPV_Tpx391739B0_voltage element=line.Tpx391739B0 terminal=1 mode=0
New Load.391740B0 phases=2 Bus1=SX3048200B.1.2 kv=0.208 status=variable model=1 conn=wye kW=3.89 pf=0.97 Vminpu=.88 | New Monitor.linhaPV_Tpx391740B0_voltage element=line.Tpx391740B0 terminal=1 mode=0
New Load.391741B0 phases=2 Bus1=SX3216339B.1.2 kv=0.208 status=variable model=1 conn=wye kW=9.73 pf=0.97 Vminpu=.88 | New Monitor.linhaPV_Tpx391741B0_voltage element=line.Tpx391741B0 terminal=1 mode=0
New Load.391742B0 phases=2 Bus1=SX3048201B.1.2 kv=0.208 status=variable model=1 conn=wye kW=9.73 pf=0.97 Vminpu=.88 | New Monitor.linhaPV_Tpx391742B0_voltage element=line.Tpx391742B0 terminal=1 mode=0
New Load.391743B0 phases=2 Bus1=SX3141390B.1.2 kv=0.208 status=variable model=1 conn=wye kW=9.73 pf=0.97 Vminpu=.88 | New Monitor.linhaPV_Tpx391743B0_voltage element=line.Tpx391743B0 terminal=1 mode=0
New Load.391744B0 phases=2 Bus1=SX2710537B.1.2 kv=0.208 status=variable model=1 conn=wye kW=9.73 pf=0.97 Vminpu=.88 | New Monitor.linhaPV_Tpx391744B0_voltage element=line.Tpx391744B0 terminal=1 mode=0
New Load.391745B0 phases=2 Bus1=SX2673300B.1.2 kv=0.208 status=variable model=1 conn=wye kW=9.73 pf=0.97 Vminpu=.88 | New Monitor.linhaPV_Tpx391745B0_voltage element=line.Tpx391745B0 terminal=1 mode=0
New Load.391746B0 phases=2 Bus1=SX3085388B.1.2 kv=0.208 status=variable model=1 conn=wye kW=3.89 pf=0.97 Vminpu=.88 | New Monitor.linhaPV_Tpx391746B0_voltage element=line.Tpx391746B0 terminal=1 mode=0
New Load.391747B0 phases=2 Bus1=SX2822859B.1.2 kv=0.208 status=variable model=1 conn=wye kW=9.73 pf=0.97 Vminpu=.88 | New Monitor.linhaPV_Tpx391747B0_voltage element=line.Tpx391747B0 terminal=1 mode=0
New Load.391748B0 phases=2 Bus1=SX2991902B.1.2 kv=0.208 status=variable model=1 conn=wye kW=9.73 pf=0.97 Vminpu=.88 | New Monitor.linhaPV_Tpx391748B0_voltage element=line.Tpx391748B0 terminal=1 mode=0
New Load.391749B0 phases=2 Bus1=SX2991918B.1.2 kv=0.208 status=variable model=1 conn=wye kW=9.73 pf=0.97 Vminpu=.88 | New Monitor.linhaPV_Tpx391749B0_voltage element=line.Tpx391749B0 terminal=1 mode=0
New Load.391750B0 phases=2 Bus1=SX2897764B.1.2 kv=0.208 status=variable model=1 conn=wye kW=9.73 pf=0.97 Vminpu=.88 | New Monitor.linhaPV_Tpx391750B0_voltage element=line.Tpx391750B0 terminal=1 mode=0
New Load.391751B0 phases=2 Bus1=SX2860488B.1.2 kv=0.208 status=variable model=1 conn=wye kW=9.73 pf=0.97 Vminpu=.88 | New Monitor.linhaPV_Tpx391751B0_voltage element=line.Tpx391751B0 terminal=1 mode=0
New Load.391752B0 phases=2 Bus1=SX2804260B.1.2 kv=0.208 status=variable model=1 conn=wye kW=9.73 pf=0.97 Vminpu=.88 | New Monitor.linhaPV_Tpx391752B0_voltage element=line.Tpx391752B0 terminal=1 mode=0
New Load.391753B0 phases=2 Bus1=SX2973163B.1.2 kv=0.208 status=variable model=1 conn=wye kW=3.89 pf=0.97 Vminpu=.88 | New Monitor.linhaPV_Tpx391753B0_voltage element=line.Tpx391753B0 terminal=1 mode=0
New Load.391755B0 phases=2 Bus1=SX3104130B.1.2 kv=0.208 status=variable model=1 conn=wye kW=9.73 pf=0.97 Vminpu=.88 | New Monitor.linhaPV_Tpx391755B0_voltage element=line.Tpx391755B0 terminal=1 mode=0
New Load.391756B0 phases=2 Bus1=SX2879079B.1.2 kv=0.208 status=variable model=1 conn=wye kW=5.84 pf=0.97 Vminpu=.88 | New Monitor.linhaPV_Tpx391756B0_voltage element=line.Tpx391756B0 terminal=1 mode=0
New Load.391757B0 phases=2 Bus1=SX2991917B.1.2 kv=0.208 status=variable model=1 conn=wye kW=3.89 pf=0.97 Vminpu=.88 | New Monitor.linhaPV_Tpx391757B0_voltage element=line.Tpx391757B0 terminal=1 mode=0
New Load.391758B0 phases=2 Bus1=SX2841636B.1.2 kv=0.208 status=variable model=1 conn=wye kW=5.84 pf=0.97 Vminpu=.88 | New Monitor.linhaPV_Tpx391758B0_voltage element=line.Tpx391758B0 terminal=1 mode=0
New Load.391765B0 phases=2 Bus1=SX3085389B.1.2 kv=0.208 status=variable model=1 conn=wye kW=9.73 pf=0.97 Vminpu=.88 | New Monitor.linhaPV_Tpx391765B0_voltage element=line.Tpx391765B0 terminal=1 mode=0
New Load.391973C0 phases=2 Bus1=SX2673319C.1.2 kv=0.208 status=variable model=1 conn=wye kW=6.10 pf=0.97 Vminpu=.88 | New Monitor.linhaPV_Tpx391973C0_voltage element=line.Tpx391973C0 terminal=1 mode=0
New Load.391976C0 phases=2 Bus1=SX2841631C.1.2 kv=0.208 status=variable model=1 conn=wye kW=10.17 pf=0.97 Vminpu=.88 | New Monitor.linhaPV_Tpx391976C0_voltage element=line.Tpx391976C0 terminal=1 mode=0
New Load.391977A0 phases=2 Bus1=SX3216350A.1.2 kv=0.208 status=variable model=1 conn=wye kW=8.87 pf=0.97 Vminpu=.88 | New Monitor.linhaPV_Tpx391977A0_voltage element=line.Tpx391977A0 terminal=1 mode=0
New Load.391978C0 phases=2 Bus1=SX3141402C.1.2 kv=0.208 status=variable model=1 conn=wye kW=10.17 pf=0.97 Vminpu=.88 | New Monitor.linhaPV_Tpx391978C0_voltage element=line.Tpx391978C0 terminal=1 mode=0
New Load.391979C0 phases=2 Bus1=SX3197642C.1.2 kv=0.208 status=variable model=1 conn=wye kW=6.10 pf=0.97 Vminpu=.88 | New Monitor.linhaPV_Tpx391979C0_voltage element=line.Tpx391979C0 terminal=1 mode=0
New Load.391980A0 phases=2 Bus1=SX2691952A.1.2 kv=0.208 status=variable model=1 conn=wye kW=5.32 pf=0.97 Vminpu=.88 | New Monitor.linhaPV_Tpx391980A0_voltage element=line.Tpx391980A0 terminal=1 mode=0
New Load.391981A0 phases=2 Bus1=SX2879081A.1.2 kv=0.208 status=variable model=1 conn=wye kW=5.32 pf=0.97 Vminpu=.88 | New Monitor.linhaPV_Tpx391981A0_voltage element=line.Tpx391981A0 terminal=1 mode=0
New Load.391985A0 phases=2 Bus1=SX2785530A.1.2 kv=0.208 status=variable model=1 conn=wye kW=3.55 pf=0.97 Vminpu=.88 | New Monitor.linhaPV_Tpx391985A0_voltage element=line.Tpx391985A0 terminal=1 mode=0
New Load.391986A0 phases=2 Bus1=SX2766723A.1.2 kv=0.208 status=variable model=1 conn=wye kW=8.87 pf=0.97 Vminpu=.88 | New Monitor.linhaPV_Tpx391986A0_voltage element=line.Tpx391986A0 terminal=1 mode=0
New Load.391987A0 phases=2 Bus1=SX3122822A.1.2 kv=0.208 status=variable model=1 conn=wye kW=8.87 pf=0.97 Vminpu=.88 | New Monitor.linhaPV_Tpx391987A0_voltage element=line.Tpx391987A0 terminal=1 mode=0
New Load.391989A0 phases=2 Bus1=SX2766747A.1.2 kv=0.208 status=variable model=1 conn=wye kW=8.87 pf=0.97 Vminpu=.88 | New Monitor.linhaPV_Tpx391989A0_voltage element=line.Tpx391989A0 terminal=1 mode=0
New Load.391990A0 phases=2 Bus1=SX2858163A.1.2 kv=0.208 status=variable model=1 conn=wye kW=5.32 pf=0.97 Vminpu=.88 | New Monitor.linhaPV_Tpx391990A0_voltage element=line.Tpx391990A0 terminal=1 mode=0
New Load.391991A0 phases=2 Bus1=SX3216346A.1.2 kv=0.208 status=variable model=1 conn=wye kW=5.32 pf=0.97 Vminpu=.88 | New Monitor.linhaPV_Tpx391991A0_voltage element=line.Tpx391991A0 terminal=1 mode=0
New Load.391992A0 phases=2 Bus1=SX3029500A.1.2 kv=0.208 status=variable model=1 conn=wye kW=8.87 pf=0.97 Vminpu=.88 | New Monitor.linhaPV_Tpx391992A0_voltage element=line.Tpx391992A0 terminal=1 mode=0
New Load.391993A0 phases=2 Bus1=SX3156034A.1.2 kv=0.208 status=variable model=1 conn=wye kW=3.55 pf=0.97 Vminpu=.88 | New Monitor.linhaPV_Tpx391993A0_voltage element=line.Tpx391993A0 terminal=1 mode=0
New Load.391994A0 phases=2 Bus1=SX3066821A.1.2 kv=0.208 status=variable model=1 conn=wye kW=8.87 pf=0.97 Vminpu=.88 | New Monitor.linhaPV_Tpx391994A0_voltage element=line.Tpx391994A0 terminal=1 mode=0
New Load.391995A0 phases=2 Bus1=SX2748140A.1.2 kv=0.208 status=variable model=1 conn=wye kW=8.87 pf=0.97 Vminpu=.88 | New Monitor.linhaPV_Tpx391995A0_voltage element=line.Tpx391995A0 terminal=1 mode=0
New Load.391996A0 phases=2 Bus1=SX3141412A.1.2 kv=0.208 status=variable model=1 conn=wye kW=5.32 pf=0.97 Vminpu=.88 | New Monitor.linhaPV_Tpx391996A0_voltage element=line.Tpx391996A0 terminal=1 mode=0
New Load.392036B0 phases=2 Bus1=SX2991915B.1.2 kv=0.208 status=variable model=1 conn=wye kW=9.73 pf=0.97 Vminpu=.88 | New Monitor.linhaPV_Tpx392036B0_voltage element=line.Tpx392036B0 terminal=1 mode=0
New Load.392037B0 phases=2 Bus1=SX2673320B.1.2 kv=0.208 status=variable model=1 conn=wye kW=9.73 pf=0.97 Vminpu=.88 | New Monitor.linhaPV_Tpx392037B0_voltage element=line.Tpx392037B0 terminal=1 mode=0
New Load.392038B0 phases=2 Bus1=SX2841634B.1.2 kv=0.208 status=variable model=1 conn=wye kW=14.59 pf=0.97 Vminpu=.88 | New Monitor.linhaPV_Tpx392038B0_voltage element=line.Tpx392038B0 terminal=1 mode=0
New Load.441311A0 phases=2 Bus1=SX2766720A.1.2 kv=0.208 status=variable model=1 conn=wye kW=8.87 pf=0.97 Vminpu=.88 | New Monitor.linhaPV_Tpx441311A0_voltage element=line.Tpx441311A0 terminal=1 mode=0
New Load.441331C0 phases=2 Bus1=SX3235254C.1.2 kv=0.208 status=variable model=1 conn=wye kW=10.17 pf=0.97 Vminpu=.88 | New Monitor.linhaPV_Tpx441331C0_voltage element=line.Tpx441331C0 terminal=1 mode=0
New Load.441854C0 phases=2 Bus1=SX2935566C.1.2 kv=0.208 status=variable model=1 conn=wye kW=10.17 pf=0.97 Vminpu=.88 | New Monitor.linhaPV_Tpx441854C0_voltage element=line.Tpx441854C0 terminal=1 mode=0
New Load.442373C0 phases=2 Bus1=SX3141393C.1.2 kv=0.208 status=variable model=1 conn=wye kW=10.17 pf=0.97 Vminpu=.88 | New Monitor.linhaPV_Tpx442373C0_voltage element=line.Tpx442373C0 terminal=1 mode=0
New Load.20107636A0 phases=2 Bus1=SX3030204A.1.2 kv=0.208 status=variable model=1 conn=wye kW=8.87 pf=0.97 Vminpu=.88 | New Monitor.linhaPV_Tpx20107636A0_voltage element=line.Tpx20107636A0 terminal=1 mode=0
New Load.20107693B0 phases=2 Bus1=SX3160868B.1.2 kv=0.208 status=variable model=1 conn=wye kW=9.73 pf=0.97 Vminpu=.88 | New Monitor.linhaPV_Tpx20107693B0_voltage element=line.Tpx20107693B0 terminal=1 mode=0
New Load.2044328C0 phases=2 Bus1=SX2785524C.1.2 kv=0.208 status=variable model=1 conn=wye kW=6.10 pf=0.97 Vminpu=.88 | New Monitor.linhaPV_Tpx2044328C0_voltage element=line.Tpx2044328C0 terminal=1 mode=0
New Load.2099529C0 phases=2 Bus1=SX3235268C.1.2 kv=0.208 status=variable model=1 conn=wye kW=10.17 pf=0.97 Vminpu=.88 | New Monitor.linhaPV_Tpx2099529C0_voltage element=line.Tpx2099529C0 terminal=1 mode=0
New Load.2118808A0 phases=2 Bus1=SX3122825A.1.2 kv=0.208 status=variable model=1 conn=wye kW=13.30 pf=0.97 Vminpu=.88 | New Monitor.linhaPV_Tpx2118808A0_voltage element=line.Tpx2118808A0 terminal=1 mode=0
New Load.2118822A0 phases=2 Bus1=SX2991920A.1.2 kv=0.208 status=variable model=1 conn=wye kW=5.32 pf=0.97 Vminpu=.88 | New Monitor.linhaPV_Tpx2118822A0_voltage element=line.Tpx2118822A0 terminal=1 mode=0
New Load.2118903B0 phases=2 Bus1=SX2973146B.1.2 kv=0.208 status=variable model=1 conn=wye kW=9.73 pf=0.97 Vminpu=.88 | New Monitor.linhaPV_Tpx2118903B0_voltage element=line.Tpx2118903B0 terminal=1 mode=0
New Load.2119958B0 phases=2 Bus1=SX2935568B.1.2 kv=0.208 status=variable model=1 conn=wye kW=5.84 pf=0.97 Vminpu=.88 | New Monitor.linhaPV_Tpx2119958B0_voltage element=line.Tpx2119958B0 terminal=1 mode=0
New Load.2120126A0 phases=2 Bus1=SX2814529A.1.2 kv=0.208 status=variable model=1 conn=wye kW=17.74 pf=0.97 Vminpu=.88 | New Monitor.linhaPV_Tpx2120126A0_voltage element=line.Tpx2120126A0 terminal=1 mode=0
New Load.2120126B0 phases=2 Bus1=SX2814529B.1.2 kv=0.208 status=variable model=1 conn=wye kW=19.45 pf=0.97 Vminpu=.88 | New Monitor.linhaPV_Tpx2120126B0_voltage element=line.Tpx2120126B0 terminal=1 mode=0
New Load.2120126C0 phases=2 Bus1=SX2814529C.1.2 kv=0.208 status=variable model=1 conn=wye kW=20.34 pf=0.97 Vminpu=.88 | New Monitor.linhaPV_Tpx2120126C0_voltage element=line.Tpx2120126C0 terminal=1 mode=0
New Load.2120183C0 phases=2 Bus1=SX3122818C.1.2 kv=0.208 status=variable model=1 conn=wye kW=10.17 pf=0.97 Vminpu=.88 | New Monitor.linhaPV_Tpx2120183C0_voltage element=line.Tpx2120183C0 terminal=1 mode=0
New Load.2120195B0 phases=2 Bus1=SX3048209B.1.2 kv=0.208 status=variable model=1 conn=wye kW=9.73 pf=0.97 Vminpu=.88 | New Monitor.linhaPV_Tpx2120195B0_voltage element=line.Tpx2120195B0 terminal=1 mode=0
New Load.2120786A0 phases=2 Bus1=SX2841628A.1.2 kv=0.208 status=variable model=1 conn=wye kW=8.87 pf=0.97 Vminpu=.88 | New Monitor.linhaPV_Tpx2120786A0_voltage element=line.Tpx2120786A0 terminal=1 mode=0
New Load.2120855A0 phases=2 Bus1=SX2673316A.1.2 kv=0.208 status=variable model=1 conn=wye kW=3.55 pf=0.97 Vminpu=.88 | New Monitor.linhaPV_Tpx2120855A0_voltage element=line.Tpx2120855A0 terminal=1 mode=0
New Load.2121368A0 phases=2 Bus1=SX2748143A.1.2 kv=0.208 status=variable model=1 conn=wye kW=8.87 pf=0.97 Vminpu=.88 | New Monitor.linhaPV_Tpx2121368A0_voltage element=line.Tpx2121368A0 terminal=1 mode=0
New Load.2121587A0 phases=2 Bus1=SX2860477A.1.2 kv=0.208 status=variable model=1 conn=wye kW=5.32 pf=0.97 Vminpu=.88 | New Monitor.linhaPV_Tpx2121587A0_voltage element=line.Tpx2121587A0 terminal=1 mode=0
New Load.2126875B0 phases=2 Bus1=SX3066811B.1.2 kv=0.208 status=variable model=1 conn=wye kW=9.73 pf=0.97 Vminpu=.88 | New Monitor.linhaPV_Tpx2126875B0_voltage element=line.Tpx2126875B0 terminal=1 mode=0
New Load.2127090C0 phases=2 Bus1=SX2954352C.1.2 kv=0.208 status=variable model=1 conn=wye kW=10.17 pf=0.97 Vminpu=.88 | New Monitor.linhaPV_Tpx2127090C0_voltage element=line.Tpx2127090C0 terminal=1 mode=0
New Load.2127146B0 phases=2 Bus1=SX3160864B.1.2 kv=0.208 status=variable model=1 conn=wye kW=5.84 pf=0.97 Vminpu=.88 | New Monitor.linhaPV_Tpx2127146B0_voltage element=line.Tpx2127146B0 terminal=1 mode=0
New Load.2127253A0 phases=2 Bus1=SX3085401A.1.2 kv=0.208 status=variable model=1 conn=wye kW=13.30 pf=0.97 Vminpu=.88 | New Monitor.linhaPV_Tpx2127253A0_voltage element=line.Tpx2127253A0 terminal=1 mode=0
New Load.2127319B0 phases=2 Bus1=SX2766744B.1.2 kv=0.208 status=variable model=1 conn=wye kW=9.73 pf=0.97 Vminpu=.88 | New Monitor.linhaPV_Tpx2127319B0_voltage element=line.Tpx2127319B0 terminal=1 mode=0
New Load.2127372A0 phases=2 Bus1=SX2804259A.1.2 kv=0.208 status=variable model=1 conn=wye kW=8.87 pf=0.97 Vminpu=.88 | New Monitor.linhaPV_Tpx2127372A0_voltage element=line.Tpx2127372A0 terminal=1 mode=0
New Load.2127390C0 phases=2 Bus1=SX2860486C.1.2 kv=0.208 status=variable model=1 conn=wye kW=6.10 pf=0.97 Vminpu=.88 | New Monitor.linhaPV_Tpx2127390C0_voltage element=line.Tpx2127390C0 terminal=1 mode=0
New Load.2127681B0 phases=2 Bus1=SX2785522B.1.2 kv=0.208 status=variable model=1 conn=wye kW=9.73 pf=0.97 Vminpu=.88 | New Monitor.linhaPV_Tpx2127681B0_voltage element=line.Tpx2127681B0 terminal=1 mode=0
New Load.2128007C0 phases=2 Bus1=SX2897766C.1.2 kv=0.208 status=variable model=1 conn=wye kW=10.17 pf=0.97 Vminpu=.88 | New Monitor.linhaPV_Tpx2128007C0_voltage element=line.Tpx2128007C0 terminal=1 mode=0
New Load.2128464C0 phases=2 Bus1=SX3048889C.1.2 kv=0.208 status=variable model=1 conn=wye kW=10.17 pf=0.97 Vminpu=.88 | New Monitor.linhaPV_Tpx2128464C0_voltage element=line.Tpx2128464C0 terminal=1 mode=0
New Load.2128517C0 phases=2 Bus1=SX3048890C.1.2 kv=0.208 status=variable model=1 conn=wye kW=10.17 pf=0.97 Vminpu=.88 | New Monitor.linhaPV_Tpx2128517C0_voltage element=line.Tpx2128517C0 terminal=1 mode=0
New Load.2129399C0 phases=2 Bus1=SX2991921C.1.2 kv=0.208 status=variable model=1 conn=wye kW=10.17 pf=0.97 Vminpu=.88 | New Monitor.linhaPV_Tpx2129399C0_voltage element=line.Tpx2129399C0 terminal=1 mode=0
New Load.2129466A0 phases=2 Bus1=SX3011293A.1.2 kv=0.208 status=variable model=1 conn=wye kW=17.74 pf=0.97 Vminpu=.88 | New Monitor.linhaPV_Tpx2129466A0_voltage element=line.Tpx2129466A0 terminal=1 mode=0
New Load.2129466B0 phases=2 Bus1=SX3011293B.1.2 kv=0.208 status=variable model=1 conn=wye kW=19.45 pf=0.97 Vminpu=.88 | New Monitor.linhaPV_Tpx2129466B0_voltage element=line.Tpx2129466B0 terminal=1 mode=0
New Load.2129466C0 phases=2 Bus1=SX3011293C.1.2 kv=0.208 status=variable model=1 conn=wye kW=20.34 pf=0.97 Vminpu=.88 | New Monitor.linhaPV_Tpx2129466C0_voltage element=line.Tpx2129466C0 terminal=1 mode=0
New Load.2129923C0 phases=2 Bus1=SX3123509C.1.2 kv=0.208 status=variable model=1 conn=wye kW=6.10 pf=0.97 Vminpu=.88 | New Monitor.linhaPV_Tpx2129923C0_voltage element=line.Tpx2129923C0 terminal=1 mode=0
New Load.2147018B0 phases=2 Bus1=SX2841620B.1.2 kv=0.208 status=variable model=1 conn=wye kW=5.84 pf=0.97 Vminpu=.88 | New Monitor.linhaPV_Tpx2147018B0_voltage element=line.Tpx2147018B0 terminal=1 mode=0
New Load.2147708B0 phases=2 Bus1=SX2991929B.1.2 kv=0.208 status=variable model=1 conn=wye kW=9.73 pf=0.97 Vminpu=.88 | New Monitor.linhaPV_Tpx2147708B0_voltage element=line.Tpx2147708B0 terminal=1 mode=0
New Load.2147899C0 phases=2 Bus1=SX3160793C.1.2 kv=0.208 status=variable model=1 conn=wye kW=6.10 pf=0.97 Vminpu=.88 | New Monitor.linhaPV_Tpx2147899C0_voltage element=line.Tpx2147899C0 terminal=1 mode=0
New Load.2147974B0 phases=2 Bus1=SX2691946B.1.2 kv=0.208 status=variable model=1 conn=wye kW=5.84 pf=0.97 Vminpu=.88 | New Monitor.linhaPV_Tpx2147974B0_voltage element=line.Tpx2147974B0 terminal=1 mode=0
New Load.2148060C0 phases=2 Bus1=SX2991940C.1.2 kv=0.208 status=variable model=1 conn=wye kW=6.10 pf=0.97 Vminpu=.88 | New Monitor.linhaPV_Tpx2148060C0_voltage element=line.Tpx2148060C0 terminal=1 mode=0
New Load.2148580B0 phases=2 Bus1=SX3197636B.1.2 kv=0.208 status=variable model=1 conn=wye kW=9.73 pf=0.97 Vminpu=.88 | New Monitor.linhaPV_Tpx2148580B0_voltage element=line.Tpx2148580B0 terminal=1 mode=0
New Load.2148633A0 phases=2 Bus1=SX2991905A.1.2 kv=0.208 status=variable model=1 conn=wye kW=13.30 pf=0.97 Vminpu=.88 | New Monitor.linhaPV_Tpx2148633A0_voltage element=line.Tpx2148633A0 terminal=1 mode=0
New Load.2149184C0 phases=2 Bus1=SX3141395C.1.2 kv=0.208 status=variable model=1 conn=wye kW=10.17 pf=0.97 Vminpu=.88 | New Monitor.linhaPV_Tpx2149184C0_voltage element=line.Tpx2149184C0 terminal=1 mode=0
New Load.2150172A0 phases=2 Bus1=SX2748135A.1.2 kv=0.208 status=variable model=1 conn=wye kW=8.87 pf=0.97 Vminpu=.88 | New Monitor.linhaPV_Tpx2150172A0_voltage element=line.Tpx2150172A0 terminal=1 mode=0
New Load.2150189A0 phases=2 Bus1=SX2729412A.1.2 kv=0.208 status=variable model=1 conn=wye kW=8.87 pf=0.97 Vminpu=.88 | New Monitor.linhaPV_Tpx2150189A0_voltage element=line.Tpx2150189A0 terminal=1 mode=0
New Load.2150292A0 phases=2 Bus1=SX2839305A.1.2 kv=0.208 status=variable model=1 conn=wye kW=5.32 pf=0.97 Vminpu=.88 | New Monitor.linhaPV_Tpx2150292A0_voltage element=line.Tpx2150292A0 terminal=1 mode=0
New Load.21015706A0 phases=2 Bus1=SX3160123A.1.2 kv=0.208 status=variable model=1 conn=wye kW=5.32 pf=0.97 Vminpu=.88 | New Monitor.linhaPV_Tpx21015706A0_voltage element=line.Tpx21015706A0 terminal=1 mode=0
New Load.21015829A0 phases=2 Bus1=SX2822861A.1.2 kv=0.208 status=variable model=1 conn=wye kW=8.87 pf=0.97 Vminpu=.88 | New Monitor.linhaPV_Tpx21015829A0_voltage element=line.Tpx21015829A0 terminal=1 mode=0
New Load.21031684A0 phases=2 Bus1=SX2841616A.1.2 kv=0.208 status=variable model=1 conn=wye kW=8.87 pf=0.97 Vminpu=.88 | New Monitor.linhaPV_Tpx21031684A0_voltage element=line.Tpx21031684A0 terminal=1 mode=0
New Load.21031694B0 phases=2 Bus1=SX3122812B.1.2 kv=0.208 status=variable model=1 conn=wye kW=14.59 pf=0.97 Vminpu=.88 | New Monitor.linhaPV_Tpx21031694B0_voltage element=line.Tpx21031694B0 terminal=1 mode=0
New Load.21148701B0 phases=2 Bus1=SX2897771B.1.2 kv=0.208 status=variable model=1 conn=wye kW=5.84 pf=0.97 Vminpu=.88 | New Monitor.linhaPV_Tpx21148701B0_voltage element=line.Tpx21148701B0 terminal=1 mode=0
New Load.21149420A0 phases=2 Bus1=SX3178973A.1.2 kv=0.208 status=variable model=1 conn=wye kW=8.87 pf=0.97 Vminpu=.88 | New Monitor.linhaPV_Tpx21149420A0_voltage element=line.Tpx21149420A0 terminal=1 mode=0
New Load.21197413C0 phases=2 Bus1=SX3141411C.1.2 kv=0.208 status=fixed model=1 conn=wye kW=30.52 pf=0.97 Vminpu=.88 | New Monitor.linhaPV_Tpx21197413C0_voltage element=line.Tpx21197413C0 terminal=1 mode=0
New Load.21209868A0 phases=2 Bus1=SX2710518A.1.2 kv=0.208 status=variable model=1 conn=wye kW=8.87 pf=0.97 Vminpu=.88 | New Monitor.linhaPV_Tpx21209868A0_voltage element=line.Tpx21209868A0 terminal=1 mode=0
New Load.21236413B0 phases=2 Bus1=SX3085391B.1.2 kv=0.208 status=variable model=1 conn=wye kW=19.45 pf=0.97 Vminpu=.88 | New Monitor.linhaPV_Tpx21236413B0_voltage element=line.Tpx21236413B0 terminal=1 mode=0
New Load.21243817A0 phases=2 Bus1=SX2955076A.1.2 kv=0.208 status=variable model=1 conn=wye kW=5.32 pf=0.97 Vminpu=.88 | New Monitor.linhaPV_Tpx21243817A0_voltage element=line.Tpx21243817A0 terminal=1 mode=0
New Load.21248901B0 phases=2 Bus1=SX2729430B.1.2 kv=0.208 status=variable model=1 conn=wye kW=9.73 pf=0.97 Vminpu=.88 | New Monitor.linhaPV_Tpx21248901B0_voltage element=line.Tpx21248901B0 terminal=1 mode=0
New Load.21249626B0 phases=2 Bus1=SX3142079B.1.2 kv=0.208 status=variable model=1 conn=wye kW=5.84 pf=0.97 Vminpu=.88 | New Monitor.linhaPV_Tpx21249626B0_voltage element=line.Tpx21249626B0 terminal=1 mode=0
New Load.21249647B0 phases=2 Bus1=SX2955055B.1.2 kv=0.208 status=variable model=1 conn=wye kW=9.73 pf=0.97 Vminpu=.88 | New Monitor.linhaPV_Tpx21249647B0_voltage element=line.Tpx21249647B0 terminal=1 mode=0
New Load.21249674B0 phases=2 Bus1=SX2879753B.1.2 kv=0.208 status=variable model=1 conn=wye kW=9.73 pf=0.97 Vminpu=.88 | New Monitor.linhaPV_Tpx21249674B0_voltage element=line.Tpx21249674B0 terminal=1 mode=0
New Load.21325725C0 phases=2 Bus1=SX2842390C.1.2 kv=0.208 status=variable model=1 conn=wye kW=6.10 pf=0.97 Vminpu=.88 | New Monitor.linhaPV_Tpx21325725C0_voltage element=line.Tpx21325725C0 terminal=1 mode=0
New Load.21357515A0 phases=2 Bus1=SX2710511A.1.2 kv=0.208 status=variable model=1 conn=wye kW=8.87 pf=0.97 Vminpu=.88 | New Monitor.linhaPV_Tpx21357515A0_voltage element=line.Tpx21357515A0 terminal=1 mode=0
New Load.21357865A0 phases=2 Bus1=SX2766719A.1.2 kv=0.208 status=variable model=1 conn=wye kW=8.87 pf=0.97 Vminpu=.88 | New Monitor.linhaPV_Tpx21357865A0_voltage element=line.Tpx21357865A0 terminal=1 mode=0
New Load.21357901B0 phases=2 Bus1=SX3160117B.1.2 kv=0.208 status=variable model=1 conn=wye kW=9.73 pf=0.97 Vminpu=.88 | New Monitor.linhaPV_Tpx21357901B0_voltage element=line.Tpx21357901B0 terminal=1 mode=0
New Load.21357984C0 phases=2 Bus1=SX2897790C.1.2 kv=0.208 status=variable model=1 conn=wye kW=10.17 pf=0.97 Vminpu=.88 | New Monitor.linhaPV_Tpx21357984C0_voltage element=line.Tpx21357984C0 terminal=1 mode=0
New Load.21373784A0 phases=2 Bus1=SX3066817A.1.2 kv=0.208 status=variable model=1 conn=wye kW=17.74 pf=0.97 Vminpu=.88 | New Monitor.linhaPV_Tpx21373784A0_voltage element=line.Tpx21373784A0 terminal=1 mode=0
New Load.21380156B0 phases=2 Bus1=SX2841641B.1.2 kv=0.208 status=variable model=1 conn=wye kW=5.84 pf=0.97 Vminpu=.88 | New Monitor.linhaPV_Tpx21380156B0_voltage element=line.Tpx21380156B0 terminal=1 mode=0
New Load.21380325B0 phases=2 Bus1=SX2674027B.1.2 kv=0.208 status=variable model=1 conn=wye kW=9.73 pf=0.97 Vminpu=.88 | New Monitor.linhaPV_Tpx21380325B0_voltage element=line.Tpx21380325B0 terminal=1 mode=0
New Load.21380453A0 phases=2 Bus1=SX3010557A.1.2 kv=0.208 status=variable model=1 conn=wye kW=5.32 pf=0.97 Vminpu=.88 | New Monitor.linhaPV_Tpx21380453A0_voltage element=line.Tpx21380453A0 terminal=1 mode=0
New Load.21380500C0 phases=2 Bus1=SX3235242C.1.2 kv=0.208 status=variable model=1 conn=wye kW=10.17 pf=0.97 Vminpu=.88 | New Monitor.linhaPV_Tpx21380500C0_voltage element=line.Tpx21380500C0 terminal=1 mode=0
New Load.21380528A0 phases=2 Bus1=SX2973150A.1.2 kv=0.208 status=variable model=1 conn=wye kW=5.32 pf=0.97 Vminpu=.88 | New Monitor.linhaPV_Tpx21380528A0_voltage element=line.Tpx21380528A0 terminal=1 mode=0
New Load.21380599A0 phases=2 Bus1=SX3066804A.1.2 kv=0.208 status=variable model=1 conn=wye kW=13.30 pf=0.97 Vminpu=.88 | New Monitor.linhaPV_Tpx21380599A0_voltage element=line.Tpx21380599A0 terminal=1 mode=0
New Load.21380616A0 phases=2 Bus1=SX2879067A.1.2 kv=0.208 status=variable model=1 conn=wye kW=8.87 pf=0.97 Vminpu=.88 | New Monitor.linhaPV_Tpx21380616A0_voltage element=line.Tpx21380616A0 terminal=1 mode=0
New Load.21381118B0 phases=2 Bus1=SX2710530B.1.2 kv=0.208 status=variable model=1 conn=wye kW=5.84 pf=0.97 Vminpu=.88 | New Monitor.linhaPV_Tpx21381118B0_voltage element=line.Tpx21381118B0 terminal=1 mode=0
New Load.21382813A0 phases=2 Bus1=SX2748781A.1.2 kv=0.208 status=variable model=1 conn=wye kW=13.30 pf=0.97 Vminpu=.88 | New Monitor.linhaPV_Tpx21382813A0_voltage element=line.Tpx21382813A0 terminal=1 mode=0
New Load.21382992A0 phases=2 Bus1=SX3197654A.1.2 kv=0.208 status=variable model=1 conn=wye kW=8.87 pf=0.97 Vminpu=.88 | New Monitor.linhaPV_Tpx21382992A0_voltage element=line.Tpx21382992A0 terminal=1 mode=0
New Load.21383494B0 phases=2 Bus1=SX2954361B.1.2 kv=0.208 status=variable model=1 conn=wye kW=9.73 pf=0.97 Vminpu=.88 | New Monitor.linhaPV_Tpx21383494B0_voltage element=line.Tpx21383494B0 terminal=1 mode=0
New Load.21383553B0 phases=2 Bus1=SX2935547B.1.2 kv=0.208 status=variable model=1 conn=wye kW=5.84 pf=0.97 Vminpu=.88 | New Monitor.linhaPV_Tpx21383553B0_voltage element=line.Tpx21383553B0 terminal=1 mode=0
New Load.21384099A0 phases=2 Bus1=SX3215385A.1.2 kv=0.208 status=variable model=1 conn=wye kW=13.30 pf=0.97 Vminpu=.88 | New Monitor.linhaPV_Tpx21384099A0_voltage element=line.Tpx21384099A0 terminal=1 mode=0
New Load.21384099B0 phases=2 Bus1=SX3215385B.1.2 kv=0.208 status=variable model=1 conn=wye kW=19.45 pf=0.97 Vminpu=.88 | New Monitor.linhaPV_Tpx21384099B0_voltage element=line.Tpx21384099B0 terminal=1 mode=0
New Load.21384099C0 phases=2 Bus1=SX3215385C.1.2 kv=0.208 status=variable model=1 conn=wye kW=15.26 pf=0.97 Vminpu=.88 | New Monitor.linhaPV_Tpx21384099C0_voltage element=line.Tpx21384099C0 terminal=1 mode=0
New Load.21384215A0 phases=2 Bus1=SX2841622A.1.2 kv=0.208 status=variable model=1 conn=wye kW=5.32 pf=0.97 Vminpu=.88 | New Monitor.linhaPV_Tpx21384215A0_voltage element=line.Tpx21384215A0 terminal=1 mode=0
New Load.21385192C0 phases=2 Bus1=SX2879062C.1.2 kv=0.208 status=variable model=1 conn=wye kW=6.10 pf=0.97 Vminpu=.88 | New Monitor.linhaPV_Tpx21385192C0_voltage element=line.Tpx21385192C0 terminal=1 mode=0
New Load.21386065C0 phases=2 Bus1=SX2917255C.1.2 kv=0.208 status=variable model=1 conn=wye kW=10.17 pf=0.97 Vminpu=.88 | New Monitor.linhaPV_Tpx21386065C0_voltage element=line.Tpx21386065C0 terminal=1 mode=0
New Load.21386143C0 phases=2 Bus1=SX3160862C.1.2 kv=0.208 status=variable model=1 conn=wye kW=6.10 pf=0.97 Vminpu=.88 | New Monitor.linhaPV_Tpx21386143C0_voltage element=line.Tpx21386143C0 terminal=1 mode=0
New Load.21386157A0 phases=2 Bus1=SX3067447A.1.2 kv=0.208 status=variable model=1 conn=wye kW=8.87 pf=0.97 Vminpu=.88 | New Monitor.linhaPV_Tpx21386157A0_voltage element=line.Tpx21386157A0 terminal=1 mode=0
New Load.21386442C0 phases=2 Bus1=SX3179637C.1.2 kv=0.208 status=variable model=1 conn=wye kW=15.26 pf=0.97 Vminpu=.88 | New Monitor.linhaPV_Tpx21386442C0_voltage element=line.Tpx21386442C0 terminal=1 mode=0
New Load.21386552B0 phases=2 Bus1=SX2822867B.1.2 kv=0.208 status=variable model=1 conn=wye kW=5.84 pf=0.97 Vminpu=.88 | New Monitor.linhaPV_Tpx21386552B0_voltage element=line.Tpx21386552B0 terminal=1 mode=0
New Load.21386754A0 phases=2 Bus1=SX2766741A.1.2 kv=0.208 status=variable model=1 conn=wye kW=8.87 pf=0.97 Vminpu=.88 | New Monitor.linhaPV_Tpx21386754A0_voltage element=line.Tpx21386754A0 terminal=1 mode=0
New Load.21386771B0 phases=2 Bus1=SX2897807B.1.2 kv=0.208 status=variable model=1 conn=wye kW=5.84 pf=0.97 Vminpu=.88 | New Monitor.linhaPV_Tpx21386771B0_voltage element=line.Tpx21386771B0 terminal=1 mode=0
New Load.21386877A0 phases=2 Bus1=SX2823611A.1.2 kv=0.208 status=variable model=1 conn=wye kW=5.32 pf=0.97 Vminpu=.88 | New Monitor.linhaPV_Tpx21386877A0_voltage element=line.Tpx21386877A0 terminal=1 mode=0
New Load.21386976A0 phases=2 Bus1=SX3141398A.1.2 kv=0.208 status=variable model=1 conn=wye kW=5.32 pf=0.97 Vminpu=.88 | New Monitor.linhaPV_Tpx21386976A0_voltage element=line.Tpx21386976A0 terminal=1 mode=0
New Load.21387206C0 phases=2 Bus1=SX3235251C.1.2 kv=0.208 status=variable model=1 conn=wye kW=6.10 pf=0.97 Vminpu=.88 | New Monitor.linhaPV_Tpx21387206C0_voltage element=line.Tpx21387206C0 terminal=1 mode=0
New Load.21387929C0 phases=2 Bus1=SX2935551C.1.2 kv=0.208 status=variable model=1 conn=wye kW=6.10 pf=0.97 Vminpu=.88 | New Monitor.linhaPV_Tpx21387929C0_voltage element=line.Tpx21387929C0 terminal=1 mode=0
New Load.21388572B0 phases=2 Bus1=SX3235252B.1.2 kv=0.208 status=variable model=1 conn=wye kW=9.73 pf=0.97 Vminpu=.88 | New Monitor.linhaPV_Tpx21388572B0_voltage element=line.Tpx21388572B0 terminal=1 mode=0
New Load.21389092B0 phases=2 Bus1=SX2917328B.1.2 kv=0.208 status=variable model=1 conn=wye kW=9.73 pf=0.97 Vminpu=.88 | New Monitor.linhaPV_Tpx21389092B0_voltage element=line.Tpx21389092B0 terminal=1 mode=0
New Load.21389237A0 phases=2 Bus1=SX2989565A.1.2 kv=0.208 status=variable model=1 conn=wye kW=8.87 pf=0.97 Vminpu=.88 | New Monitor.linhaPV_Tpx21389237A0_voltage element=line.Tpx21389237A0 terminal=1 mode=0
New Load.21389307C0 phases=2 Bus1=SX2692655C.1.2 kv=0.208 status=variable model=1 conn=wye kW=10.17 pf=0.97 Vminpu=.88 | New Monitor.linhaPV_Tpx21389307C0_voltage element=line.Tpx21389307C0 terminal=1 mode=0
New Load.21389761B0 phases=2 Bus1=SX2861219B.1.2 kv=0.208 status=variable model=1 conn=wye kW=9.73 pf=0.97 Vminpu=.88 | New Monitor.linhaPV_Tpx21389761B0_voltage element=line.Tpx21389761B0 terminal=1 mode=0
New Load.21389831A0 phases=2 Bus1=SX2674051A.1.2 kv=0.208 status=variable model=1 conn=wye kW=5.32 pf=0.97 Vminpu=.88 | New Monitor.linhaPV_Tpx21389831A0_voltage element=line.Tpx21389831A0 terminal=1 mode=0
New Load.21389962C0 phases=2 Bus1=SX2804249C.1.2 kv=0.208 status=variable model=1 conn=wye kW=6.10 pf=0.97 Vminpu=.88 | New Monitor.linhaPV_Tpx21389962C0_voltage element=line.Tpx21389962C0 terminal=1 mode=0
New Load.21390038C0 phases=2 Bus1=SX3030205C.1.2 kv=0.208 status=variable model=1 conn=wye kW=10.17 pf=0.97 Vminpu=.88 | New Monitor.linhaPV_Tpx21390038C0_voltage element=line.Tpx21390038C0 terminal=1 mode=0
New Load.21391094A0 phases=2 Bus1=SX3085395A.1.2 kv=0.208 status=variable model=1 conn=wye kW=5.32 pf=0.97 Vminpu=.88 | New Monitor.linhaPV_Tpx21391094A0_voltage element=line.Tpx21391094A0 terminal=1 mode=0
New Load.21391242B0 phases=2 Bus1=SX2767409B.1.2 kv=0.208 status=variable model=1 conn=wye kW=9.73 pf=0.97 Vminpu=.88 | New Monitor.linhaPV_Tpx21391242B0_voltage element=line.Tpx21391242B0 terminal=1 mode=0
New Load.21391390B0 phases=2 Bus1=SX3217064B.1.2 kv=0.208 status=variable model=1 conn=wye kW=9.73 pf=0.97 Vminpu=.88 | New Monitor.linhaPV_Tpx21391390B0_voltage element=line.Tpx21391390B0 terminal=1 mode=0
New Load.21393412B0 phases=2 Bus1=SX2729405B.1.2 kv=0.208 status=variable model=1 conn=wye kW=9.73 pf=0.97 Vminpu=.88 | New Monitor.linhaPV_Tpx21393412B0_voltage element=line.Tpx21393412B0 terminal=1 mode=0
New Load.21393454B0 phases=2 Bus1=SX3179699B.1.2 kv=0.208 status=variable model=1 conn=wye kW=14.59 pf=0.97 Vminpu=.88 | New Monitor.linhaPV_Tpx21393454B0_voltage element=line.Tpx21393454B0 terminal=1 mode=0
New Load.21393486C0 phases=2 Bus1=SX2898526C.1.2 kv=0.208 status=variable model=1 conn=wye kW=6.10 pf=0.97 Vminpu=.88 | New Monitor.linhaPV_Tpx21393486C0_voltage element=line.Tpx21393486C0 terminal=1 mode=0
New Load.21393570C0 phases=2 Bus1=SX2674052C.1.2 kv=0.208 status=variable model=1 conn=wye kW=6.10 pf=0.97 Vminpu=.88 | New Monitor.linhaPV_Tpx21393570C0_voltage element=line.Tpx21393570C0 terminal=1 mode=0
New Load.21393643A0 phases=2 Bus1=SX2851933A.1.2 kv=0.208 status=variable model=1 conn=wye kW=8.87 pf=0.97 Vminpu=.88 | New Monitor.linhaPV_Tpx21393643A0_voltage element=line.Tpx21393643A0 terminal=1 mode=0
New Load.21393643B0 phases=2 Bus1=SX2851933B.1.2 kv=0.208 status=variable model=1 conn=wye kW=9.73 pf=0.97 Vminpu=.88 | New Monitor.linhaPV_Tpx21393643B0_voltage element=line.Tpx21393643B0 terminal=1 mode=0
New Load.21393643C0 phases=2 Bus1=SX2851933C.1.2 kv=0.208 status=variable model=1 conn=wye kW=15.26 pf=0.97 Vminpu=.88 | New Monitor.linhaPV_Tpx21393643C0_voltage element=line.Tpx21393643C0 terminal=1 mode=0
New Load.21395720C0 phases=2 Bus1=SX2860492C.1.2 kv=0.208 status=variable model=1 conn=wye kW=6.10 pf=0.97 Vminpu=.88 | New Monitor.linhaPV_Tpx21395720C0_voltage element=line.Tpx21395720C0 terminal=1 mode=0
New Load.21395962A0 phases=2 Bus1=SX3197645A.1.2 kv=0.208 status=variable model=1 conn=wye kW=8.87 pf=0.97 Vminpu=.88 | New Monitor.linhaPV_Tpx21395962A0_voltage element=line.Tpx21395962A0 terminal=1 mode=0
New Load.21396015A0 phases=2 Bus1=SX3048211A.1.2 kv=0.208 status=variable model=1 conn=wye kW=8.87 pf=0.97 Vminpu=.88 | New Monitor.linhaPV_Tpx21396015A0_voltage element=line.Tpx21396015A0 terminal=1 mode=0
New Load.21396254A0 phases=2 Bus1=SX2804253A.1.2 kv=0.208 status=variable model=1 conn=wye kW=5.32 pf=0.97 Vminpu=.88 | New Monitor.linhaPV_Tpx21396254A0_voltage element=line.Tpx21396254A0 terminal=1 mode=0
New Load.21396331B0 phases=2 Bus1=SX3178981B.1.2 kv=0.208 status=variable model=1 conn=wye kW=9.73 pf=0.97 Vminpu=.88 | New Monitor.linhaPV_Tpx21396331B0_voltage element=line.Tpx21396331B0 terminal=1 mode=0
New Load.21396606C0 phases=2 Bus1=SX2785525C.1.2 kv=0.208 status=variable model=1 conn=wye kW=10.17 pf=0.97 Vminpu=.88 | New Monitor.linhaPV_Tpx21396606C0_voltage element=line.Tpx21396606C0 terminal=1 mode=0
New Load.21396699B0 phases=2 Bus1=SX2860483B.1.2 kv=0.208 status=variable model=1 conn=wye kW=9.73 pf=0.97 Vminpu=.88 | New Monitor.linhaPV_Tpx21396699B0_voltage element=line.Tpx21396699B0 terminal=1 mode=0
New Load.21396796B0 phases=2 Bus1=SX3141397B.1.2 kv=0.208 status=variable model=1 conn=wye kW=9.73 pf=0.97 Vminpu=.88 | New Monitor.linhaPV_Tpx21396796B0_voltage element=line.Tpx21396796B0 terminal=1 mode=0
New Load.21396815C0 phases=2 Bus1=SX3253995C.1.2 kv=0.208 status=variable model=1 conn=wye kW=6.10 pf=0.97 Vminpu=.88 | New Monitor.linhaPV_Tpx21396815C0_voltage element=line.Tpx21396815C0 terminal=1 mode=0
New Load.21396867A0 phases=2 Bus1=SX2710536A.1.2 kv=0.208 status=variable model=1 conn=wye kW=8.87 pf=0.97 Vminpu=.88 | New Monitor.linhaPV_Tpx21396867A0_voltage element=line.Tpx21396867A0 terminal=1 mode=0
New Load.21396959A0 phases=2 Bus1=SX3197638A.1.2 kv=0.208 status=variable model=1 conn=wye kW=8.87 pf=0.97 Vminpu=.88 | New Monitor.linhaPV_Tpx21396959A0_voltage element=line.Tpx21396959A0 terminal=1 mode=0
New Load.21397005A0 phases=2 Bus1=SX2935557A.1.2 kv=0.208 status=variable model=1 conn=wye kW=13.30 pf=0.97 Vminpu=.88 | New Monitor.linhaPV_Tpx21397005A0_voltage element=line.Tpx21397005A0 terminal=1 mode=0
New Load.21397029A0 phases=2 Bus1=SX2673311A.1.2 kv=0.208 status=variable model=1 conn=wye kW=8.87 pf=0.97 Vminpu=.88 | New Monitor.linhaPV_Tpx21397029A0_voltage element=line.Tpx21397029A0 terminal=1 mode=0
New Load.21397067A0 phases=2 Bus1=SX2729413A.1.2 kv=0.208 status=variable model=1 conn=wye kW=5.32 pf=0.97 Vminpu=.88 | New Monitor.linhaPV_Tpx21397067A0_voltage element=line.Tpx21397067A0 terminal=1 mode=0
New Load.21397121C0 phases=2 Bus1=SX3122848C.1.2 kv=0.208 status=variable model=1 conn=wye kW=6.10 pf=0.97 Vminpu=.88 | New Monitor.linhaPV_Tpx21397121C0_voltage element=line.Tpx21397121C0 terminal=1 mode=0
New Load.21397304A0 phases=2 Bus1=SX2973169A.1.2 kv=0.208 status=variable model=1 conn=wye kW=5.32 pf=0.97 Vminpu=.88 | New Monitor.linhaPV_Tpx21397304A0_voltage element=line.Tpx21397304A0 terminal=1 mode=0
New Load.21397544A0 phases=2 Bus1=SX2822868A.1.2 kv=0.208 status=variable model=1 conn=wye kW=5.32 pf=0.97 Vminpu=.88 | New Monitor.linhaPV_Tpx21397544A0_voltage element=line.Tpx21397544A0 terminal=1 mode=0
New Load.21397645A0 phases=2 Bus1=SX2860493A.1.2 kv=0.208 status=variable model=1 conn=wye kW=8.87 pf=0.97 Vminpu=.88 | New Monitor.linhaPV_Tpx21397645A0_voltage element=line.Tpx21397645A0 terminal=1 mode=0
New Load.21397721A0 phases=2 Bus1=SX3178976A.1.2 kv=0.208 status=variable model=1 conn=wye kW=5.32 pf=0.97 Vminpu=.88 | New Monitor.linhaPV_Tpx21397721A0_voltage element=line.Tpx21397721A0 terminal=1 mode=0
New Load.21397771A0 phases=2 Bus1=SX2673317A.1.2 kv=0.208 status=variable model=1 conn=wye kW=5.32 pf=0.97 Vminpu=.88 | New Monitor.linhaPV_Tpx21397771A0_voltage element=line.Tpx21397771A0 terminal=1 mode=0
New Load.21398402A0 phases=2 Bus1=SX2729428A.1.2 kv=0.208 status=variable model=1 conn=wye kW=5.32 pf=0.97 Vminpu=.88 | New Monitor.linhaPV_Tpx21398402A0_voltage element=line.Tpx21398402A0 terminal=1 mode=0
New Load.21398536A0 phases=2 Bus1=SX2973159A.1.2 kv=0.208 status=variable model=1 conn=wye kW=5.32 pf=0.97 Vminpu=.88 | New Monitor.linhaPV_Tpx21398536A0_voltage element=line.Tpx21398536A0 terminal=1 mode=0
New Load.21398563A0 phases=2 Bus1=SX3254216A.1.2 kv=0.208 status=variable model=1 conn=wye kW=8.87 pf=0.97 Vminpu=.88 | New Monitor.linhaPV_Tpx21398563A0_voltage element=line.Tpx21398563A0 terminal=1 mode=0
New Load.21398646B0 phases=2 Bus1=SX2973180B.1.2 kv=0.208 status=variable model=1 conn=wye kW=9.73 pf=0.97 Vminpu=.88 | New Monitor.linhaPV_Tpx21398646B0_voltage element=line.Tpx21398646B0 terminal=1 mode=0
New Load.21398676A0 phases=2 Bus1=SX3066816A.1.2 kv=0.208 status=variable model=1 conn=wye kW=5.32 pf=0.97 Vminpu=.88 | New Monitor.linhaPV_Tpx21398676A0_voltage element=line.Tpx21398676A0 terminal=1 mode=0
New Load.21398815A0 phases=2 Bus1=SX3216351A.1.2 kv=0.208 status=variable model=1 conn=wye kW=8.87 pf=0.97 Vminpu=.88 | New Monitor.linhaPV_Tpx21398815A0_voltage element=line.Tpx21398815A0 terminal=1 mode=0
New Load.21399099A0 phases=2 Bus1=SX2841635A.1.2 kv=0.208 status=variable model=1 conn=wye kW=5.32 pf=0.97 Vminpu=.88 | New Monitor.linhaPV_Tpx21399099A0_voltage element=line.Tpx21399099A0 terminal=1 mode=0
New Load.21399112C0 phases=2 Bus1=SX3254217C.1.2 kv=0.208 status=variable model=1 conn=wye kW=10.17 pf=0.97 Vminpu=.88 | New Monitor.linhaPV_Tpx21399112C0_voltage element=line.Tpx21399112C0 terminal=1 mode=0
New Load.21399171C0 phases=2 Bus1=SX2822870C.1.2 kv=0.208 status=variable model=1 conn=wye kW=6.10 pf=0.97 Vminpu=.88 | New Monitor.linhaPV_Tpx21399171C0_voltage element=line.Tpx21399171C0 terminal=1 mode=0
New Load.21399220C0 phases=2 Bus1=SX2766725C.1.2 kv=0.208 status=variable model=1 conn=wye kW=6.10 pf=0.97 Vminpu=.88 | New Monitor.linhaPV_Tpx21399220C0_voltage element=line.Tpx21399220C0 terminal=1 mode=0
New Load.21399229A0 phases=2 Bus1=SX2879078A.1.2 kv=0.208 status=variable model=1 conn=wye kW=5.32 pf=0.97 Vminpu=.88 | New Monitor.linhaPV_Tpx21399229A0_voltage element=line.Tpx21399229A0 terminal=1 mode=0
New Load.21399305A0 phases=2 Bus1=SX3048221A.1.2 kv=0.208 status=variable model=1 conn=wye kW=8.87 pf=0.97 Vminpu=.88 | New Monitor.linhaPV_Tpx21399305A0_voltage element=line.Tpx21399305A0 terminal=1 mode=0
New Load.21399326C0 phases=2 Bus1=SX2879092C.1.2 kv=0.208 status=variable model=1 conn=wye kW=10.17 pf=0.97 Vminpu=.88 | New Monitor.linhaPV_Tpx21399326C0_voltage element=line.Tpx21399326C0 terminal=1 mode=0
New Load.21399361B0 phases=2 Bus1=SX2691954B.1.2 kv=0.208 status=variable model=1 conn=wye kW=9.73 pf=0.97 Vminpu=.88 | New Monitor.linhaPV_Tpx21399361B0_voltage element=line.Tpx21399361B0 terminal=1 mode=0
New Load.21399508A0 phases=2 Bus1=SX3104135A.1.2 kv=0.208 status=variable model=1 conn=wye kW=5.32 pf=0.97 Vminpu=.88 | New Monitor.linhaPV_Tpx21399508A0_voltage element=line.Tpx21399508A0 terminal=1 mode=0
New Load.21399619C0 phases=2 Bus1=SX2991943C.1.2 kv=0.208 status=variable model=1 conn=wye kW=10.17 pf=0.97 Vminpu=.88 | New Monitor.linhaPV_Tpx21399619C0_voltage element=line.Tpx21399619C0 terminal=1 mode=0
New Load.21399630A0 phases=2 Bus1=SX3233353A.1.2 kv=0.208 status=variable model=1 conn=wye kW=5.32 pf=0.97 Vminpu=.88 | New Monitor.linhaPV_Tpx21399630A0_voltage element=line.Tpx21399630A0 terminal=1 mode=0
New Load.21399707A0 phases=2 Bus1=SX3141403A.1.2 kv=0.208 status=variable model=1 conn=wye kW=8.87 pf=0.97 Vminpu=.88 | New Monitor.linhaPV_Tpx21399707A0_voltage element=line.Tpx21399707A0 terminal=1 mode=0
New Load.21399752A0 phases=2 Bus1=SX2785546A.1.2 kv=0.208 status=variable model=1 conn=wye kW=8.87 pf=0.97 Vminpu=.88 | New Monitor.linhaPV_Tpx21399752A0_voltage element=line.Tpx21399752A0 terminal=1 mode=0
New Load.21399762A0 phases=2 Bus1=SX2879087A.1.2 kv=0.208 status=variable model=1 conn=wye kW=5.32 pf=0.97 Vminpu=.88 | New Monitor.linhaPV_Tpx21399762A0_voltage element=line.Tpx21399762A0 terminal=1 mode=0
New Load.21399809A0 phases=2 Bus1=SX2785531A.1.2 kv=0.208 status=variable model=1 conn=wye kW=5.32 pf=0.97 Vminpu=.88 | New Monitor.linhaPV_Tpx21399809A0_voltage element=line.Tpx21399809A0 terminal=1 mode=0
New Load.21399826A0 phases=2 Bus1=SX3216358A.1.2 kv=0.208 status=variable model=1 conn=wye kW=8.87 pf=0.97 Vminpu=.88 | New Monitor.linhaPV_Tpx21399826A0_voltage element=line.Tpx21399826A0 terminal=1 mode=0
New Load.21400108B0 phases=2 Bus1=SX2748139B.1.2 kv=0.208 status=variable model=1 conn=wye kW=5.84 pf=0.97 Vminpu=.88 | New Monitor.linhaPV_Tpx21400108B0_voltage element=line.Tpx21400108B0 terminal=1 mode=0
New Load.21400185A0 phases=2 Bus1=SX2935559A.1.2 kv=0.208 status=variable model=1 conn=wye kW=8.87 pf=0.97 Vminpu=.88 | New Monitor.linhaPV_Tpx21400185A0_voltage element=line.Tpx21400185A0 terminal=1 mode=0
New Load.21400215B0 phases=2 Bus1=SX3048231B.1.2 kv=0.208 status=variable model=1 conn=wye kW=19.45 pf=0.97 Vminpu=.88 | New Monitor.linhaPV_Tpx21400215B0_voltage element=line.Tpx21400215B0 terminal=1 mode=0
New Load.21400253B0 phases=2 Bus1=SX2691959B.1.2 kv=0.208 status=fixed model=1 conn=wye kW=38.90 pf=0.97 Vminpu=.88 | New Monitor.linhaPV_Tpx21400253B0_voltage element=line.Tpx21400253B0 terminal=1 mode=0
New Load.21426205B0 phases=2 Bus1=SX2731712B.1.2 kv=0.208 status=variable model=1 conn=wye kW=9.73 pf=0.97 Vminpu=.88 | New Monitor.linhaPV_Tpx21426205B0_voltage element=line.Tpx21426205B0 terminal=1 mode=0
New Load.21451973B0 phases=2 Bus1=SX3010580B.1.2 kv=0.208 status=variable model=1 conn=wye kW=5.84 pf=0.97 Vminpu=.88 | New Monitor.linhaPV_Tpx21451973B0_voltage element=line.Tpx21451973B0 terminal=1 mode=0
New Load.21452406B0 phases=2 Bus1=SX3216361B.1.2 kv=0.208 status=variable model=1 conn=wye kW=9.73 pf=0.97 Vminpu=.88 | New Monitor.linhaPV_Tpx21452406B0_voltage element=line.Tpx21452406B0 terminal=1 mode=0
New Load.21455388C0 phases=2 Bus1=SX2879089C.1.2 kv=0.208 status=variable model=1 conn=wye kW=15.26 pf=0.97 Vminpu=.88 | New Monitor.linhaPV_Tpx21455388C0_voltage element=line.Tpx21455388C0 terminal=1 mode=0
New Load.21458756C0 phases=2 Bus1=SX3232301C.1.2 kv=0.208 status=fixed model=1 conn=wye kW=30.52 pf=0.97 Vminpu=.88 | New Monitor.linhaPV_Tpx21458756C0_voltage element=line.Tpx21458756C0 terminal=1 mode=0
New Load.21459629C0 phases=2 Bus1=SX2763811C.1.2 kv=0.208 status=fixed model=1 conn=wye kW=30.52 pf=0.97 Vminpu=.88 | New Monitor.linhaPV_Tpx21459629C0_voltage element=line.Tpx21459629C0 terminal=1 mode=0
New Load.21459640C0 phases=2 Bus1=SX2970258C.1.2 kv=0.208 status=variable model=1 conn=wye kW=15.26 pf=0.97 Vminpu=.88 | New Monitor.linhaPV_Tpx21459640C0_voltage element=line.Tpx21459640C0 terminal=1 mode=0
New Load.21459651C0 phases=2 Bus1=SX2763812C.1.2 kv=0.208 status=fixed model=1 conn=wye kW=30.52 pf=0.97 Vminpu=.88 | New Monitor.linhaPV_Tpx21459651C0_voltage element=line.Tpx21459651C0 terminal=1 mode=0
New Load.21459660C0 phases=2 Bus1=SX3101194C.1.2 kv=0.208 status=fixed model=1 conn=wye kW=30.52 pf=0.97 Vminpu=.88 | New Monitor.linhaPV_Tpx21459660C0_voltage element=line.Tpx21459660C0 terminal=1 mode=0
New Load.21467859B0 phases=2 Bus1=SX2916625B.1.2 kv=0.208 status=variable model=1 conn=wye kW=14.59 pf=0.97 Vminpu=.88 | New Monitor.linhaPV_Tpx21467859B0_voltage element=line.Tpx21467859B0 terminal=1 mode=0
New Load.21469911A0 phases=2 Bus1=SX2955047A.1.2 kv=0.208 status=variable model=1 conn=wye kW=8.87 pf=0.97 Vminpu=.88 | New Monitor.linhaPV_Tpx21469911A0_voltage element=line.Tpx21469911A0 terminal=1 mode=0
New Load.21469960B0 phases=2 Bus1=SX3066830B.1.2 kv=0.208 status=variable model=1 conn=wye kW=9.73 pf=0.97 Vminpu=.88 | New Monitor.linhaPV_Tpx21469960B0_voltage element=line.Tpx21469960B0 terminal=1 mode=0
New Load.21470122B0 phases=2 Bus1=SX2673343B.1.2 kv=0.208 status=variable model=1 conn=wye kW=5.84 pf=0.97 Vminpu=.88 | New Monitor.linhaPV_Tpx21470122B0_voltage element=line.Tpx21470122B0 terminal=1 mode=0
New Load.21470326A0 phases=2 Bus1=SX2766748A.1.2 kv=0.208 status=variable model=1 conn=wye kW=5.32 pf=0.97 Vminpu=.88 | New Monitor.linhaPV_Tpx21470326A0_voltage element=line.Tpx21470326A0 terminal=1 mode=0
New Load.21470405A0 phases=2 Bus1=SX2897801A.1.2 kv=0.208 status=variable model=1 conn=wye kW=13.30 pf=0.97 Vminpu=.88 | New Monitor.linhaPV_Tpx21470405A0_voltage element=line.Tpx21470405A0 terminal=1 mode=0
New Load.21471907A0 phases=2 Bus1=SX2897805A.1.2 kv=0.208 status=variable model=1 conn=wye kW=8.87 pf=0.97 Vminpu=.88 | New Monitor.linhaPV_Tpx21471907A0_voltage element=line.Tpx21471907A0 terminal=1 mode=0
New Load.21474556A0 phases=2 Bus1=SX3086098A.1.2 kv=0.208 status=variable model=1 conn=wye kW=17.74 pf=0.97 Vminpu=.88 | New Monitor.linhaPV_Tpx21474556A0_voltage element=line.Tpx21474556A0 terminal=1 mode=0
New Load.21474587C0 phases=2 Bus1=SX3104155C.1.2 kv=0.208 status=variable model=1 conn=wye kW=10.17 pf=0.97 Vminpu=.88 | New Monitor.linhaPV_Tpx21474587C0_voltage element=line.Tpx21474587C0 terminal=1 mode=0
New Load.21474614C0 phases=2 Bus1=SX2710543C.1.2 kv=0.208 status=variable model=1 conn=wye kW=10.17 pf=0.97 Vminpu=.88 | New Monitor.linhaPV_Tpx21474614C0_voltage element=line.Tpx21474614C0 terminal=1 mode=0
New Load.21474711C0 phases=2 Bus1=SX2861197C.1.2 kv=0.208 status=variable model=1 conn=wye kW=6.10 pf=0.97 Vminpu=.88 | New Monitor.linhaPV_Tpx21474711C0_voltage element=line.Tpx21474711C0 terminal=1 mode=0
New Load.21475841A0 phases=2 Bus1=SX2992657A.1.2 kv=0.208 status=variable model=1 conn=wye kW=8.87 pf=0.97 Vminpu=.88 | New Monitor.linhaPV_Tpx21475841A0_voltage element=line.Tpx21475841A0 terminal=1 mode=0
New Load.21482181A0 phases=2 Bus1=SX3254237A.1.2 kv=0.208 status=variable model=1 conn=wye kW=8.87 pf=0.97 Vminpu=.88 | New Monitor.linhaPV_Tpx21482181A0_voltage element=line.Tpx21482181A0 terminal=1 mode=0
New Load.21482279A0 phases=2 Bus1=SX2710544A.1.2 kv=0.208 status=variable model=1 conn=wye kW=5.32 pf=0.97 Vminpu=.88 | New Monitor.linhaPV_Tpx21482279A0_voltage element=line.Tpx21482279A0 terminal=1 mode=0
New Load.21482431A0 phases=2 Bus1=SX2917359A.1.2 kv=0.208 status=variable model=1 conn=wye kW=5.32 pf=0.97 Vminpu=.88 | New Monitor.linhaPV_Tpx21482431A0_voltage element=line.Tpx21482431A0 terminal=1 mode=0
New Load.21483138A0 phases=2 Bus1=SX3122847A.1.2 kv=0.208 status=variable model=1 conn=wye kW=5.32 pf=0.97 Vminpu=.88 | New Monitor.linhaPV_Tpx21483138A0_voltage element=line.Tpx21483138A0 terminal=1 mode=0
New Load.21486213B0 phases=2 Bus1=SX3029520B.1.2 kv=0.208 status=variable model=1 conn=wye kW=5.84 pf=0.97 Vminpu=.88 | New Monitor.linhaPV_Tpx21486213B0_voltage element=line.Tpx21486213B0 terminal=1 mode=0
New Load.223400157C0 phases=2 Bus1=SX3150961C.1.2 kv=0.208 status=variable model=1 conn=wye kW=15.26 pf=0.97 Vminpu=.88 | New Monitor.linhaPV_Tpx223400157C0_voltage element=line.Tpx223400157C0 terminal=1 mode=0
New Load.225498968B0 phases=2 Bus1=SX2684420B.1.2 kv=0.208 status=variable model=1 conn=wye kW=5.84 pf=0.97 Vminpu=.88 | New Monitor.linhaPV_Tpx225498968B0_voltage element=line.Tpx225498968B0 terminal=1 mode=0
New Load.225533162A0 phases=2 Bus1=SX2685809A.1.2 kv=0.208 status=variable model=1 conn=wye kW=5.32 pf=0.97 Vminpu=.88 | New Monitor.linhaPV_Tpx225533162A0_voltage element=line.Tpx225533162A0 terminal=1 mode=0
New Load.225533215C0 phases=2 Bus1=SX3097861C.1.2 kv=0.208 status=variable model=1 conn=wye kW=4.07 pf=0.97 Vminpu=.88 | New Monitor.linhaPV_Tpx225533215C0_voltage element=line.Tpx225533215C0 terminal=1 mode=0
New Load.225533237B0 phases=2 Bus1=SX2798067B.1.2 kv=0.208 status=variable model=1 conn=wye kW=3.89 pf=0.97 Vminpu=.88 | New Monitor.linhaPV_Tpx225533237B0_voltage element=line.Tpx225533237B0 terminal=1 mode=0
New Load.225533337A0 phases=2 Bus1=SX2929261A.1.2 kv=0.208 status=variable model=1 conn=wye kW=5.32 pf=0.97 Vminpu=.88 | New Monitor.linhaPV_Tpx225533337A0_voltage element=line.Tpx225533337A0 terminal=1 mode=0
New Load.225533423C0 phases=2 Bus1=SX2891575C.1.2 kv=0.208 status=variable model=1 conn=wye kW=6.10 pf=0.97 Vminpu=.88 | New Monitor.linhaPV_Tpx225533423C0_voltage element=line.Tpx225533423C0 terminal=1 mode=0
New Load.225533531A0 phases=2 Bus1=SX2685805A.1.2 kv=0.208 status=variable model=1 conn=wye kW=8.87 pf=0.97 Vminpu=.88 | New Monitor.linhaPV_Tpx225533531A0_voltage element=line.Tpx225533531A0 terminal=1 mode=0
New Load.225533675B0 phases=2 Bus1=SX3225319B.1.2 kv=0.208 status=variable model=1 conn=wye kW=14.59 pf=0.97 Vminpu=.88 | New Monitor.linhaPV_Tpx225533675B0_voltage element=line.Tpx225533675B0 terminal=1 mode=0
New Load.225533703C0 phases=2 Bus1=SX2925506C.1.2 kv=0.208 status=variable model=1 conn=wye kW=10.17 pf=0.97 Vminpu=.88 | New Monitor.linhaPV_Tpx225533703C0_voltage element=line.Tpx225533703C0 terminal=1 mode=0
New Load.225534325A0 phases=2 Bus1=SX2983432A.1.2 kv=0.208 status=variable model=1 conn=wye kW=8.87 pf=0.97 Vminpu=.88 | New Monitor.linhaPV_Tpx225534325A0_voltage element=line.Tpx225534325A0 terminal=1 mode=0
New Load.225571845B0 phases=2 Bus1=SX2948732B.1.2 kv=0.208 status=variable model=1 conn=wye kW=5.84 pf=0.97 Vminpu=.88 | New Monitor.linhaPV_Tpx225571845B0_voltage element=line.Tpx225571845B0 terminal=1 mode=0
New Load.225571871B0 phases=2 Bus1=SX2911069B.1.2 kv=0.208 status=variable model=1 conn=wye kW=5.84 pf=0.97 Vminpu=.88 | New Monitor.linhaPV_Tpx225571871B0_voltage element=line.Tpx225571871B0 terminal=1 mode=0
New Load.225577437C0 phases=2 Bus1=SX2724120C.1.2 kv=0.208 status=variable model=1 conn=wye kW=10.17 pf=0.97 Vminpu=.88 | New Monitor.linhaPV_Tpx225577437C0_voltage element=line.Tpx225577437C0 terminal=1 mode=0
New Load.225668688A0 phases=2 Bus1=SX2858175A.1.2 kv=0.208 status=variable model=1 conn=wye kW=5.32 pf=0.97 Vminpu=.88 | New Monitor.linhaPV_Tpx225668688A0_voltage element=line.Tpx225668688A0 terminal=1 mode=0
New Load.225673440A0 phases=2 Bus1=SX3251807A.1.2 kv=0.208 status=variable model=1 conn=wye kW=8.87 pf=0.97 Vminpu=.88 | New Monitor.linhaPV_Tpx225673440A0_voltage element=line.Tpx225673440A0 terminal=1 mode=0
New Load.225684682B0 phases=2 Bus1=SX3231269B.1.2 kv=0.208 status=variable model=1 conn=wye kW=5.84 pf=0.97 Vminpu=.88 | New Monitor.linhaPV_Tpx225684682B0_voltage element=line.Tpx225684682B0 terminal=1 mode=0
New Load.225700953A0 phases=2 Bus1=SX3081380A.1.2 kv=0.208 status=variable model=1 conn=wye kW=5.32 pf=0.97 Vminpu=.88 | New Monitor.linhaPV_Tpx225700953A0_voltage element=line.Tpx225700953A0 terminal=1 mode=0
New Load.225767272A0 phases=2 Bus1=SX3139103A.1.2 kv=0.208 status=variable model=1 conn=wye kW=8.87 pf=0.97 Vminpu=.88 | New Monitor.linhaPV_Tpx225767272A0_voltage element=line.Tpx225767272A0 terminal=1 mode=0
New Load.225806974A0 phases=2 Bus1=SX2876814A.1.2 kv=0.208 status=variable model=1 conn=wye kW=3.55 pf=0.97 Vminpu=.88 | New Monitor.linhaPV_Tpx225806974A0_voltage element=line.Tpx225806974A0 terminal=1 mode=0
New Load.225869139A0 phases=2 Bus1=SX3120503A.1.2 kv=0.208 status=variable model=1 conn=wye kW=5.32 pf=0.97 Vminpu=.88 | New Monitor.linhaPV_Tpx225869139A0_voltage element=line.Tpx225869139A0 terminal=1 mode=0
New Load.225897846A0 phases=2 Bus1=SX3120504A.1.2 kv=0.208 status=variable model=1 conn=wye kW=5.32 pf=0.97 Vminpu=.88 | New Monitor.linhaPV_Tpx225897846A0_voltage element=line.Tpx225897846A0 terminal=1 mode=0
New Load.225897943C0 phases=2 Bus1=SX2875754C.1.2 kv=0.208 status=variable model=1 conn=wye kW=20.34 pf=0.97 Vminpu=.88 | New Monitor.linhaPV_Tpx225897943C0_voltage element=line.Tpx225897943C0 terminal=1 mode=0
New Load.225901711A0 phases=2 Bus1=SX3195327A.1.2 kv=0.208 status=variable model=1 conn=wye kW=5.32 pf=0.97 Vminpu=.88 | New Monitor.linhaPV_Tpx225901711A0_voltage element=line.Tpx225901711A0 terminal=1 mode=0
New Load.225906836C0 phases=2 Bus1=SX2763407C.1.2 kv=0.208 status=variable model=1 conn=wye kW=10.17 pf=0.97 Vminpu=.88 | New Monitor.linhaPV_Tpx225906836C0_voltage element=line.Tpx225906836C0 terminal=1 mode=0
New Load.225918926B0 phases=2 Bus1=SX2688692B.1.2 kv=0.208 status=variable model=1 conn=wye kW=5.84 pf=0.97 Vminpu=.88 | New Monitor.linhaPV_Tpx225918926B0_voltage element=line.Tpx225918926B0 terminal=1 mode=0
New Load.225918936C0 phases=2 Bus1=SX2688693C.1.2 kv=0.208 status=variable model=1 conn=wye kW=6.10 pf=0.97 Vminpu=.88 | New Monitor.linhaPV_Tpx225918936C0_voltage element=line.Tpx225918936C0 terminal=1 mode=0
New Load.225940756B0 phases=2 Bus1=SX2913406B.1.2 kv=0.208 status=variable model=1 conn=wye kW=14.59 pf=0.97 Vminpu=.88 | New Monitor.linhaPV_Tpx225940756B0_voltage element=line.Tpx225940756B0 terminal=1 mode=0
New Load.225991691A0 phases=2 Bus1=SX2989571A.1.2 kv=0.208 status=variable model=1 conn=wye kW=5.32 pf=0.97 Vminpu=.88 | New Monitor.linhaPV_Tpx225991691A0_voltage element=line.Tpx225991691A0 terminal=1 mode=0
New Load.226010605C0 phases=2 Bus1=SX2764411C.1.2 kv=0.208 status=variable model=1 conn=wye kW=6.10 pf=0.97 Vminpu=.88 | New Monitor.linhaPV_Tpx226010605C0_voltage element=line.Tpx226010605C0 terminal=1 mode=0
New Load.226024307B0 phases=2 Bus1=SX3119793B.1.2 kv=0.208 status=variable model=1 conn=wye kW=5.84 pf=0.97 Vminpu=.88 | New Monitor.linhaPV_Tpx226024307B0_voltage element=line.Tpx226024307B0 terminal=1 mode=0
New Load.226029836A0 phases=2 Bus1=SX3251808A.1.2 kv=0.208 status=variable model=1 conn=wye kW=5.32 pf=0.97 Vminpu=.88 | New Monitor.linhaPV_Tpx226029836A0_voltage element=line.Tpx226029836A0 terminal=1 mode=0
New Load.226101449A0 phases=2 Bus1=SX3027133A.1.2 kv=0.208 status=variable model=1 conn=wye kW=8.87 pf=0.97 Vminpu=.88 | New Monitor.linhaPV_Tpx226101449A0_voltage element=line.Tpx226101449A0 terminal=1 mode=0
New Load.226101460A0 phases=2 Bus1=SX2857591A.1.2 kv=0.208 status=variable model=1 conn=wye kW=5.32 pf=0.97 Vminpu=.88 | New Monitor.linhaPV_Tpx226101460A0_voltage element=line.Tpx226101460A0 terminal=1 mode=0
New Load.226109079A0 phases=2 Bus1=SX2726983A.1.2 kv=0.208 status=variable model=1 conn=wye kW=13.30 pf=0.97 Vminpu=.88 | New Monitor.linhaPV_Tpx226109079A0_voltage element=line.Tpx226109079A0 terminal=1 mode=0
New Load.226115278A0 phases=2 Bus1=SX3157167A.1.2 kv=0.208 status=variable model=1 conn=wye kW=5.32 pf=0.97 Vminpu=.88 | New Monitor.linhaPV_Tpx226115278A0_voltage element=line.Tpx226115278A0 terminal=1 mode=0
New Load.226159329A0 phases=2 Bus1=SX3082993A.1.2 kv=0.208 status=variable model=1 conn=wye kW=8.87 pf=0.97 Vminpu=.88 | New Monitor.linhaPV_Tpx226159329A0_voltage element=line.Tpx226159329A0 terminal=1 mode=0
New Load.226163467A0 phases=2 Bus1=SX3120376A.1.2 kv=0.208 status=variable model=1 conn=wye kW=8.87 pf=0.97 Vminpu=.88 | New Monitor.linhaPV_Tpx226163467A0_voltage element=line.Tpx226163467A0 terminal=1 mode=0
New Load.226163575B0 phases=2 Bus1=SX2989432B.1.2 kv=0.208 status=variable model=1 conn=wye kW=9.73 pf=0.97 Vminpu=.88 | New Monitor.linhaPV_Tpx226163575B0_voltage element=line.Tpx226163575B0 terminal=1 mode=0
New Load.226191772C0 phases=2 Bus1=SX3120484C.1.2 kv=0.208 status=variable model=1 conn=wye kW=6.10 pf=0.97 Vminpu=.88 | New Monitor.linhaPV_Tpx226191772C0_voltage element=line.Tpx226191772C0 terminal=1 mode=0
New Load.226191778C0 phases=2 Bus1=SX2820528C.1.2 kv=0.208 status=variable model=1 conn=wye kW=10.17 pf=0.97 Vminpu=.88 | New Monitor.linhaPV_Tpx226191778C0_voltage element=line.Tpx226191778C0 terminal=1 mode=0
New Load.226191779C0 phases=2 Bus1=SX2745799C.1.2 kv=0.208 status=variable model=1 conn=wye kW=10.17 pf=0.97 Vminpu=.88 | New Monitor.linhaPV_Tpx226191779C0_voltage element=line.Tpx226191779C0 terminal=1 mode=0
New Load.226191850A0 phases=2 Bus1=SX3270814A.1.2 kv=0.208 status=variable model=1 conn=wye kW=8.87 pf=0.97 Vminpu=.88 | New Monitor.linhaPV_Tpx226191850A0_voltage element=line.Tpx226191850A0 terminal=1 mode=0
New Load.226191951B0 phases=2 Bus1=SX2801895B.1.2 kv=0.208 status=variable model=1 conn=wye kW=9.73 pf=0.97 Vminpu=.88 | New Monitor.linhaPV_Tpx226191951B0_voltage element=line.Tpx226191951B0 terminal=1 mode=0
New Load.226191995B0 phases=2 Bus1=SX2801896B.1.2 kv=0.208 status=variable model=1 conn=wye kW=5.84 pf=0.97 Vminpu=.88 | New Monitor.linhaPV_Tpx226191995B0_voltage element=line.Tpx226191995B0 terminal=1 mode=0
New Load.226192175C0 phases=2 Bus1=SX3214055C.1.2 kv=0.208 status=variable model=1 conn=wye kW=6.10 pf=0.97 Vminpu=.88 | New Monitor.linhaPV_Tpx226192175C0_voltage element=line.Tpx226192175C0 terminal=1 mode=0
New Load.226192185A0 phases=2 Bus1=SX3195310A.1.2 kv=0.208 status=variable model=1 conn=wye kW=8.87 pf=0.97 Vminpu=.88 | New Monitor.linhaPV_Tpx226192185A0_voltage element=line.Tpx226192185A0 terminal=1 mode=0
New Load.226192492B0 phases=2 Bus1=SX3008232B.1.2 kv=0.208 status=variable model=1 conn=wye kW=3.89 pf=0.97 Vminpu=.88 | New Monitor.linhaPV_Tpx226192492B0_voltage element=line.Tpx226192492B0 terminal=1 mode=0
New Load.226192493B0 phases=2 Bus1=SX2764399B.1.2 kv=0.208 status=variable model=1 conn=wye kW=5.84 pf=0.97 Vminpu=.88 | New Monitor.linhaPV_Tpx226192493B0_voltage element=line.Tpx226192493B0 terminal=1 mode=0
New Load.226192684A0 phases=2 Bus1=SX3027116A.1.2 kv=0.208 status=variable model=1 conn=wye kW=5.32 pf=0.97 Vminpu=.88 | New Monitor.linhaPV_Tpx226192684A0_voltage element=line.Tpx226192684A0 terminal=1 mode=0
New Load.226192762B0 phases=2 Bus1=SX2689678B.1.2 kv=0.208 status=variable model=1 conn=wye kW=1.95 pf=0.97 Vminpu=.88 | New Monitor.linhaPV_Tpx226192762B0_voltage element=line.Tpx226192762B0 terminal=1 mode=0
New Load.226192801C0 phases=2 Bus1=SX2951995C.1.2 kv=0.208 status=fixed model=1 conn=wye kW=30.52 pf=0.97 Vminpu=.88 | New Monitor.linhaPV_Tpx226192801C0_voltage element=line.Tpx226192801C0 terminal=1 mode=0
New Load.226192846B0 phases=2 Bus1=SX3139086B.1.2 kv=0.208 status=variable model=1 conn=wye kW=9.73 pf=0.97 Vminpu=.88 | New Monitor.linhaPV_Tpx226192846B0_voltage element=line.Tpx226192846B0 terminal=1 mode=0
New Load.226192890C0 phases=2 Bus1=SX2933120C.1.2 kv=0.208 status=variable model=1 conn=wye kW=15.26 pf=0.97 Vminpu=.88 | New Monitor.linhaPV_Tpx226192890C0_voltage element=line.Tpx226192890C0 terminal=1 mode=0
New Load.226192926A0 phases=2 Bus1=SX2726973A.1.2 kv=0.208 status=variable model=1 conn=wye kW=8.87 pf=0.97 Vminpu=.88 | New Monitor.linhaPV_Tpx226192926A0_voltage element=line.Tpx226192926A0 terminal=1 mode=0
New Load.226192936B0 phases=2 Bus1=SX2820531B.1.2 kv=0.208 status=variable model=1 conn=wye kW=9.73 pf=0.97 Vminpu=.88 | New Monitor.linhaPV_Tpx226192936B0_voltage element=line.Tpx226192936B0 terminal=1 mode=0
New Load.226192954C0 phases=2 Bus1=SX3157708C.1.2 kv=0.208 status=variable model=1 conn=wye kW=6.10 pf=0.97 Vminpu=.88 | New Monitor.linhaPV_Tpx226192954C0_voltage element=line.Tpx226192954C0 terminal=1 mode=0
New Load.226192994A0 phases=2 Bus1=SX2858166A.1.2 kv=0.208 status=variable model=1 conn=wye kW=3.55 pf=0.97 Vminpu=.88 | New Monitor.linhaPV_Tpx226192994A0_voltage element=line.Tpx226192994A0 terminal=1 mode=0
New Load.226193078A0 phases=2 Bus1=SX2764403A.1.2 kv=0.208 status=variable model=1 conn=wye kW=8.87 pf=0.97 Vminpu=.88 | New Monitor.linhaPV_Tpx226193078A0_voltage element=line.Tpx226193078A0 terminal=1 mode=0
New Load.226193134C0 phases=2 Bus1=SX2895449C.1.2 kv=0.208 status=variable model=1 conn=wye kW=10.17 pf=0.97 Vminpu=.88 | New Monitor.linhaPV_Tpx226193134C0_voltage element=line.Tpx226193134C0 terminal=1 mode=0
New Load.226193170A0 phases=2 Bus1=SX3176656A.1.2 kv=0.208 status=variable model=1 conn=wye kW=8.87 pf=0.97 Vminpu=.88 | New Monitor.linhaPV_Tpx226193170A0_voltage element=line.Tpx226193170A0 terminal=1 mode=0
New Load.226193298A0 phases=2 Bus1=SX2820533A.1.2 kv=0.208 status=variable model=1 conn=wye kW=8.87 pf=0.97 Vminpu=.88 | New Monitor.linhaPV_Tpx226193298A0_voltage element=line.Tpx226193298A0 terminal=1 mode=0
New Load.226193338A0 phases=2 Bus1=SX2876796A.1.2 kv=0.208 status=variable model=1 conn=wye kW=5.32 pf=0.97 Vminpu=.88 | New Monitor.linhaPV_Tpx226193338A0_voltage element=line.Tpx226193338A0 terminal=1 mode=0
New Load.226193345A0 phases=2 Bus1=SX2876797A.1.2 kv=0.208 status=variable model=1 conn=wye kW=5.32 pf=0.97 Vminpu=.88 | New Monitor.linhaPV_Tpx226193345A0_voltage element=line.Tpx226193345A0 terminal=1 mode=0
New Load.226193361B0 phases=2 Bus1=SX3157710B.1.2 kv=0.208 status=variable model=1 conn=wye kW=5.84 pf=0.97 Vminpu=.88 | New Monitor.linhaPV_Tpx226193361B0_voltage element=line.Tpx226193361B0 terminal=1 mode=0
New Load.226193395B0 phases=2 Bus1=SX2726974B.1.2 kv=0.208 status=variable model=1 conn=wye kW=9.73 pf=0.97 Vminpu=.88 | New Monitor.linhaPV_Tpx226193395B0_voltage element=line.Tpx226193395B0 terminal=1 mode=0
New Load.226193422B0 phases=2 Bus1=SX2726975B.1.2 kv=0.208 status=variable model=1 conn=wye kW=5.84 pf=0.97 Vminpu=.88 | New Monitor.linhaPV_Tpx226193422B0_voltage element=line.Tpx226193422B0 terminal=1 mode=0
New Load.226193662A0 phases=2 Bus1=SX3195315A.1.2 kv=0.208 status=variable model=1 conn=wye kW=8.87 pf=0.97 Vminpu=.88 | New Monitor.linhaPV_Tpx226193662A0_voltage element=line.Tpx226193662A0 terminal=1 mode=0
New Load.226193696A0 phases=2 Bus1=SX3143999A.1.2 kv=0.208 status=variable model=1 conn=wye kW=8.87 pf=0.97 Vminpu=.88 | New Monitor.linhaPV_Tpx226193696A0_voltage element=line.Tpx226193696A0 terminal=1 mode=0
New Load.226193698C0 phases=2 Bus1=SX3125349C.1.2 kv=0.208 status=variable model=1 conn=wye kW=10.17 pf=0.97 Vminpu=.88 | New Monitor.linhaPV_Tpx226193698C0_voltage element=line.Tpx226193698C0 terminal=1 mode=0
New Load.226193702C0 phases=2 Bus1=SX3181545C.1.2 kv=0.208 status=variable model=1 conn=wye kW=6.10 pf=0.97 Vminpu=.88 | New Monitor.linhaPV_Tpx226193702C0_voltage element=line.Tpx226193702C0 terminal=1 mode=0
New Load.226193737C0 phases=2 Bus1=SX3082981C.1.2 kv=0.208 status=variable model=1 conn=wye kW=6.10 pf=0.97 Vminpu=.88 | New Monitor.linhaPV_Tpx226193737C0_voltage element=line.Tpx226193737C0 terminal=1 mode=0
New Load.226193745B0 phases=2 Bus1=SX2876798B.1.2 kv=0.208 status=variable model=1 conn=wye kW=9.73 pf=0.97 Vminpu=.88 | New Monitor.linhaPV_Tpx226193745B0_voltage element=line.Tpx226193745B0 terminal=1 mode=0
New Load.226193838C0 phases=2 Bus1=SX3008237C.1.2 kv=0.208 status=variable model=1 conn=wye kW=10.17 pf=0.97 Vminpu=.88 | New Monitor.linhaPV_Tpx226193838C0_voltage element=line.Tpx226193838C0 terminal=1 mode=0
New Load.226193886B0 phases=2 Bus1=SX2783231B.1.2 kv=0.208 status=variable model=1 conn=wye kW=9.73 pf=0.97 Vminpu=.88 | New Monitor.linhaPV_Tpx226193886B0_voltage element=line.Tpx226193886B0 terminal=1 mode=0
New Load.226193892B0 phases=2 Bus1=SX3176660B.1.2 kv=0.208 status=variable model=1 conn=wye kW=5.84 pf=0.97 Vminpu=.88 | New Monitor.linhaPV_Tpx226193892B0_voltage element=line.Tpx226193892B0 terminal=1 mode=0
New Load.226193899B0 phases=2 Bus1=SX3082983B.1.2 kv=0.208 status=variable model=1 conn=wye kW=9.73 pf=0.97 Vminpu=.88 | New Monitor.linhaPV_Tpx226193899B0_voltage element=line.Tpx226193899B0 terminal=1 mode=0
New Load.226194002B0 phases=2 Bus1=SX2801902B.1.2 kv=0.208 status=variable model=1 conn=wye kW=14.59 pf=0.97 Vminpu=.88 | New Monitor.linhaPV_Tpx226194002B0_voltage element=line.Tpx226194002B0 terminal=1 mode=0
New Load.226194093A0 phases=2 Bus1=SX3157718A.1.2 kv=0.208 status=variable model=1 conn=wye kW=5.32 pf=0.97 Vminpu=.88 | New Monitor.linhaPV_Tpx226194093A0_voltage element=line.Tpx226194093A0 terminal=1 mode=0
New Load.226194262C0 phases=2 Bus1=SX2745806C.1.2 kv=0.208 status=variable model=1 conn=wye kW=10.17 pf=0.97 Vminpu=.88 | New Monitor.linhaPV_Tpx226194262C0_voltage element=line.Tpx226194262C0 terminal=1 mode=0
New Load.226194280B0 phases=2 Bus1=SX3195318B.1.2 kv=0.208 status=variable model=1 conn=wye kW=5.84 pf=0.97 Vminpu=.88 | New Monitor.linhaPV_Tpx226194280B0_voltage element=line.Tpx226194280B0 terminal=1 mode=0
New Load.226194419C0 phases=2 Bus1=SX3214071C.1.2 kv=0.208 status=variable model=1 conn=wye kW=10.17 pf=0.97 Vminpu=.88 | New Monitor.linhaPV_Tpx226194419C0_voltage element=line.Tpx226194419C0 terminal=1 mode=0
New Load.226194421C0 phases=2 Bus1=SX3214069C.1.2 kv=0.208 status=variable model=1 conn=wye kW=10.17 pf=0.97 Vminpu=.88 | New Monitor.linhaPV_Tpx226194421C0_voltage element=line.Tpx226194421C0 terminal=1 mode=0
New Load.226194826A0 phases=2 Bus1=SX3232902A.1.2 kv=0.208 status=variable model=1 conn=wye kW=8.87 pf=0.97 Vminpu=.88 | New Monitor.linhaPV_Tpx226194826A0_voltage element=line.Tpx226194826A0 terminal=1 mode=0
New Load.226194865A0 phases=2 Bus1=SX3027122A.1.2 kv=0.208 status=variable model=1 conn=wye kW=8.87 pf=0.97 Vminpu=.88 | New Monitor.linhaPV_Tpx226194865A0_voltage element=line.Tpx226194865A0 terminal=1 mode=0
New Load.226195153B0 phases=2 Bus1=SX3082988B.1.2 kv=0.208 status=variable model=1 conn=wye kW=5.84 pf=0.97 Vminpu=.88 | New Monitor.linhaPV_Tpx226195153B0_voltage element=line.Tpx226195153B0 terminal=1 mode=0
New Load.226195194C0 phases=2 Bus1=SX3027124C.1.2 kv=0.208 status=variable model=1 conn=wye kW=10.17 pf=0.97 Vminpu=.88 | New Monitor.linhaPV_Tpx226195194C0_voltage element=line.Tpx226195194C0 terminal=1 mode=0
New Load.226195333C0 phases=2 Bus1=SX2801909C.1.2 kv=0.208 status=variable model=1 conn=wye kW=4.07 pf=0.97 Vminpu=.88 | New Monitor.linhaPV_Tpx226195333C0_voltage element=line.Tpx226195333C0 terminal=1 mode=0
New Load.226196642A0 phases=2 Bus1=SX2914324A.1.2 kv=0.208 status=variable model=1 conn=wye kW=1.77 pf=0.97 Vminpu=.88 | New Monitor.linhaPV_Tpx226196642A0_voltage element=line.Tpx226196642A0 terminal=1 mode=0
New Load.226196648A0 phases=2 Bus1=SX2820556A.1.2 kv=0.208 status=variable model=1 conn=wye kW=8.87 pf=0.97 Vminpu=.88 | New Monitor.linhaPV_Tpx226196648A0_voltage element=line.Tpx226196648A0 terminal=1 mode=0
New Load.226197070A0 phases=2 Bus1=SX2933135A.1.2 kv=0.208 status=variable model=1 conn=wye kW=8.87 pf=0.97 Vminpu=.88 | New Monitor.linhaPV_Tpx226197070A0_voltage element=line.Tpx226197070A0 terminal=1 mode=0
New Load.226264795A0 phases=2 Bus1=SX3139366A.1.2 kv=0.208 status=variable model=1 conn=wye kW=8.87 pf=0.97 Vminpu=.88 | New Monitor.linhaPV_Tpx226264795A0_voltage element=line.Tpx226264795A0 terminal=1 mode=0
New Load.226308710B0 phases=2 Bus1=SX2708744B.1.2 kv=0.208 status=fixed model=1 conn=wye kW=29.18 pf=0.97 Vminpu=.88 | New Monitor.linhaPV_Tpx226308710B0_voltage element=line.Tpx226308710B0 terminal=1 mode=0
New Load.226308716B0 phases=2 Bus1=SX2690187B.1.2 kv=0.208 status=fixed model=1 conn=wye kW=29.18 pf=0.97 Vminpu=.88 | New Monitor.linhaPV_Tpx226308716B0_voltage element=line.Tpx226308716B0 terminal=1 mode=0
New Load.226308717A0 phases=2 Bus1=SX3233412A.1.2 kv=0.208 status=variable model=1 conn=wye kW=17.74 pf=0.97 Vminpu=.88 | New Monitor.linhaPV_Tpx226308717A0_voltage element=line.Tpx226308717A0 terminal=1 mode=0
New Load.226308719B0 phases=2 Bus1=SX3027670B.1.2 kv=0.208 status=fixed model=1 conn=wye kW=29.18 pf=0.97 Vminpu=.88 | New Monitor.linhaPV_Tpx226308719B0_voltage element=line.Tpx226308719B0 terminal=1 mode=0
New Load.226308720A0 phases=2 Bus1=SX2821087A.1.2 kv=0.208 status=fixed model=1 conn=wye kW=26.60 pf=0.97 Vminpu=.88 | New Monitor.linhaPV_Tpx226308720A0_voltage element=line.Tpx226308720A0 terminal=1 mode=0
New Load.226308721A0 phases=2 Bus1=SX2990098A.1.2 kv=0.208 status=variable model=1 conn=wye kW=17.74 pf=0.97 Vminpu=.88 | New Monitor.linhaPV_Tpx226308721A0_voltage element=line.Tpx226308721A0 terminal=1 mode=0
New Load.226308723B0 phases=2 Bus1=SX3252336B.1.2 kv=0.208 status=variable model=1 conn=wye kW=14.59 pf=0.97 Vminpu=.88 | New Monitor.linhaPV_Tpx226308723B0_voltage element=line.Tpx226308723B0 terminal=1 mode=0
New Load.226308725B0 phases=2 Bus1=SX2802480B.1.2 kv=0.208 status=fixed model=1 conn=wye kW=29.18 pf=0.97 Vminpu=.88 | New Monitor.linhaPV_Tpx226308725B0_voltage element=line.Tpx226308725B0 terminal=1 mode=0
New Load.226308727B0 phases=2 Bus1=SX3233413B.1.2 kv=0.208 status=variable model=1 conn=wye kW=19.45 pf=0.97 Vminpu=.88 | New Monitor.linhaPV_Tpx226308727B0_voltage element=line.Tpx226308727B0 terminal=1 mode=0
New Load.226308728A0 phases=2 Bus1=SX3027671A.1.2 kv=0.208 status=variable model=1 conn=wye kW=13.30 pf=0.97 Vminpu=.88 | New Monitor.linhaPV_Tpx226308728A0_voltage element=line.Tpx226308728A0 terminal=1 mode=0
New Load.226308729B0 phases=2 Bus1=SX3102286B.1.2 kv=0.208 status=fixed model=1 conn=wye kW=29.18 pf=0.97 Vminpu=.88 | New Monitor.linhaPV_Tpx226308729B0_voltage element=line.Tpx226308729B0 terminal=1 mode=0
New Load.226308730A0 phases=2 Bus1=SX2802481A.1.2 kv=0.208 status=fixed model=1 conn=wye kW=26.60 pf=0.97 Vminpu=.88 | New Monitor.linhaPV_Tpx226308730A0_voltage element=line.Tpx226308730A0 terminal=1 mode=0
New Load.226308731A0 phases=2 Bus1=SX3214549A.1.2 kv=0.208 status=variable model=1 conn=wye kW=17.74 pf=0.97 Vminpu=.88 | New Monitor.linhaPV_Tpx226308731A0_voltage element=line.Tpx226308731A0 terminal=1 mode=0
New Load.226311345B0 phases=2 Bus1=SX3139598B.1.2 kv=0.208 status=variable model=1 conn=wye kW=14.59 pf=0.97 Vminpu=.88 | New Monitor.linhaPV_Tpx226311345B0_voltage element=line.Tpx226311345B0 terminal=1 mode=0
New Load.226881057B0 phases=2 Bus1=SX3214112B.1.2 kv=0.208 status=variable model=1 conn=wye kW=5.84 pf=0.97 Vminpu=.88 | New Monitor.linhaPV_Tpx226881057B0_voltage element=line.Tpx226881057B0 terminal=1 mode=0
New Load.226881700A0 phases=2 Bus1=SX3251854A.1.2 kv=0.208 status=variable model=1 conn=wye kW=8.87 pf=0.97 Vminpu=.88 | New Monitor.linhaPV_Tpx226881700A0_voltage element=line.Tpx226881700A0 terminal=1 mode=0
New Load.226924200B0 phases=2 Bus1=SX2763072B.1.2 kv=0.208 status=variable model=1 conn=wye kW=9.73 pf=0.97 Vminpu=.88 | New Monitor.linhaPV_Tpx226924200B0_voltage element=line.Tpx226924200B0 terminal=1 mode=0
New Load.226964880A0 phases=2 Bus1=SX3172805A.1.2 kv=0.208 status=variable model=1 conn=wye kW=8.87 pf=0.97 Vminpu=.88 | New Monitor.linhaPV_Tpx226964880A0_voltage element=line.Tpx226964880A0 terminal=1 mode=0
New Load.227100746A0 phases=2 Bus1=SX3226771A.1.2 kv=0.208 status=variable model=1 conn=wye kW=5.32 pf=0.97 Vminpu=.88 | New Monitor.linhaPV_Tpx227100746A0_voltage element=line.Tpx227100746A0 terminal=1 mode=0
New Load.227100753A0 phases=2 Bus1=SX3189190A.1.2 kv=0.208 status=variable model=1 conn=wye kW=8.87 pf=0.97 Vminpu=.88 | New Monitor.linhaPV_Tpx227100753A0_voltage element=line.Tpx227100753A0 terminal=1 mode=0
New Load.227187012A0 phases=2 Bus1=SX2896685A.1.2 kv=0.208 status=variable model=1 conn=wye kW=5.32 pf=0.97 Vminpu=.88 | New Monitor.linhaPV_Tpx227187012A0_voltage element=line.Tpx227187012A0 terminal=1 mode=0
New Load.227187012B0 phases=2 Bus1=SX2896685B.1.2 kv=0.208 status=variable model=1 conn=wye kW=5.84 pf=0.97 Vminpu=.88 | New Monitor.linhaPV_Tpx227187012B0_voltage element=line.Tpx227187012B0 terminal=1 mode=0
New Load.227187012C0 phases=2 Bus1=SX2896685C.1.2 kv=0.208 status=variable model=1 conn=wye kW=6.10 pf=0.97 Vminpu=.88 | New Monitor.linhaPV_Tpx227187012C0_voltage element=line.Tpx227187012C0 terminal=1 mode=0
New Load.227411650C0 phases=2 Bus1=SX2937757C.1.2 kv=0.208 status=variable model=1 conn=wye kW=10.17 pf=0.97 Vminpu=.88 | New Monitor.linhaPV_Tpx227411650C0_voltage element=line.Tpx227411650C0 terminal=1 mode=0
New Load.227411655C0 phases=2 Bus1=SX2806553C.1.2 kv=0.208 status=variable model=1 conn=wye kW=10.17 pf=0.97 Vminpu=.88 | New Monitor.linhaPV_Tpx227411655C0_voltage element=line.Tpx227411655C0 terminal=1 mode=0
New Load.227447984C0 phases=2 Bus1=SX2862616C.1.2 kv=0.208 status=fixed model=1 conn=wye kW=30.52 pf=0.97 Vminpu=.88 | New Monitor.linhaPV_Tpx227447984C0_voltage element=line.Tpx227447984C0 terminal=1 mode=0
New Load.227653310C0 phases=2 Bus1=SX2746587C.1.2 kv=0.208 status=variable model=1 conn=wye kW=10.17 pf=0.97 Vminpu=.88 | New Monitor.linhaPV_Tpx227653310C0_voltage element=line.Tpx227653310C0 terminal=1 mode=0
New Load.227678342C0 phases=2 Bus1=SX2727795C.1.2 kv=0.208 status=variable model=1 conn=wye kW=6.10 pf=0.97 Vminpu=.88 | New Monitor.linhaPV_Tpx227678342C0_voltage element=line.Tpx227678342C0 terminal=1 mode=0
New Load.227731863A0 phases=2 Bus1=SX3177665A.1.2 kv=0.208 status=variable model=1 conn=wye kW=13.30 pf=0.97 Vminpu=.88 | New Monitor.linhaPV_Tpx227731863A0_voltage element=line.Tpx227731863A0 terminal=1 mode=0
New Load.227732939B0 phases=2 Bus1=SX3046854B.1.2 kv=0.208 status=variable model=1 conn=wye kW=14.59 pf=0.97 Vminpu=.88 | New Monitor.linhaPV_Tpx227732939B0_voltage element=line.Tpx227732939B0 terminal=1 mode=0
New Load.227734175B0 phases=2 Bus1=SX3102793B.1.2 kv=0.208 status=variable model=1 conn=wye kW=9.73 pf=0.97 Vminpu=.88 | New Monitor.linhaPV_Tpx227734175B0_voltage element=line.Tpx227734175B0 terminal=1 mode=0
New Load.227760021A0 phases=2 Bus1=SX2803199A.1.2 kv=0.208 status=variable model=1 conn=wye kW=17.74 pf=0.97 Vminpu=.88 | New Monitor.linhaPV_Tpx227760021A0_voltage element=line.Tpx227760021A0 terminal=1 mode=0
New Load.227760021B0 phases=2 Bus1=SX2803199B.1.2 kv=0.208 status=variable model=1 conn=wye kW=19.45 pf=0.97 Vminpu=.88 | New Monitor.linhaPV_Tpx227760021B0_voltage element=line.Tpx227760021B0 terminal=1 mode=0
New Load.227760021C0 phases=2 Bus1=SX2803199C.1.2 kv=0.208 status=variable model=1 conn=wye kW=20.34 pf=0.97 Vminpu=.88 | New Monitor.linhaPV_Tpx227760021C0_voltage element=line.Tpx227760021C0 terminal=1 mode=0
New Load.227760024A0 phases=2 Bus1=SX3215203A.1.2 kv=0.208 status=variable model=1 conn=wye kW=17.74 pf=0.97 Vminpu=.88 | New Monitor.linhaPV_Tpx227760024A0_voltage element=line.Tpx227760024A0 terminal=1 mode=0
New Load.227760024B0 phases=2 Bus1=SX3215203B.1.2 kv=0.208 status=variable model=1 conn=wye kW=19.45 pf=0.97 Vminpu=.88 | New Monitor.linhaPV_Tpx227760024B0_voltage element=line.Tpx227760024B0 terminal=1 mode=0
New Load.227760024C0 phases=2 Bus1=SX3215203C.1.2 kv=0.208 status=variable model=1 conn=wye kW=20.34 pf=0.97 Vminpu=.88 | New Monitor.linhaPV_Tpx227760024C0_voltage element=line.Tpx227760024C0 terminal=1 mode=0
New Load.227895952A0 phases=2 Bus1=SX3065665A.1.2 kv=0.208 status=variable model=1 conn=wye kW=8.87 pf=0.97 Vminpu=.88 | New Monitor.linhaPV_Tpx227895952A0_voltage element=line.Tpx227895952A0 terminal=1 mode=0
New Load.227896008C0 phases=2 Bus1=SX3177881C.1.2 kv=0.208 status=variable model=1 conn=wye kW=10.17 pf=0.97 Vminpu=.88 | New Monitor.linhaPV_Tpx227896008C0_voltage element=line.Tpx227896008C0 terminal=1 mode=0
New Load.227902981A0 phases=2 Bus1=SX3047058A.1.2 kv=0.208 status=variable model=1 conn=wye kW=13.30 pf=0.97 Vminpu=.88 | New Monitor.linhaPV_Tpx227902981A0_voltage element=line.Tpx227902981A0 terminal=1 mode=0
New Load.227903012A0 phases=2 Bus1=SX3177894A.1.2 kv=0.208 status=variable model=1 conn=wye kW=8.87 pf=0.97 Vminpu=.88 | New Monitor.linhaPV_Tpx227903012A0_voltage element=line.Tpx227903012A0 terminal=1 mode=0
New Load.227905262A0 phases=2 Bus1=SX3140238A.1.2 kv=0.208 status=variable model=1 conn=wye kW=8.87 pf=0.97 Vminpu=.88 | New Monitor.linhaPV_Tpx227905262A0_voltage element=line.Tpx227905262A0 terminal=1 mode=0
New Load.227917119A0 phases=2 Bus1=SX2821770A.1.2 kv=0.208 status=variable model=1 conn=wye kW=13.30 pf=0.97 Vminpu=.88 | New Monitor.linhaPV_Tpx227917119A0_voltage element=line.Tpx227917119A0 terminal=1 mode=0
New Load.227917122A0 phases=2 Bus1=SX2915534A.1.2 kv=0.208 status=variable model=1 conn=wye kW=13.30 pf=0.97 Vminpu=.88 | New Monitor.linhaPV_Tpx227917122A0_voltage element=line.Tpx227917122A0 terminal=1 mode=0
New Load.227917127C0 phases=2 Bus1=SX2690868C.1.2 kv=0.208 status=variable model=1 conn=wye kW=20.34 pf=0.97 Vminpu=.88 | New Monitor.linhaPV_Tpx227917127C0_voltage element=line.Tpx227917127C0 terminal=1 mode=0
New Load.227917130C0 phases=2 Bus1=SX2803194C.1.2 kv=0.208 status=variable model=1 conn=wye kW=15.26 pf=0.97 Vminpu=.88 | New Monitor.linhaPV_Tpx227917130C0_voltage element=line.Tpx227917130C0 terminal=1 mode=0
New Load.227917133C0 phases=2 Bus1=SX3047073C.1.2 kv=0.208 status=variable model=1 conn=wye kW=10.17 pf=0.97 Vminpu=.88 | New Monitor.linhaPV_Tpx227917133C0_voltage element=line.Tpx227917133C0 terminal=1 mode=0
New Load.227921416A0 phases=2 Bus1=SX3065696A.1.2 kv=0.208 status=variable model=1 conn=wye kW=8.87 pf=0.97 Vminpu=.88 | New Monitor.linhaPV_Tpx227921416A0_voltage element=line.Tpx227921416A0 terminal=1 mode=0
New Load.227921427A0 phases=2 Bus1=SX2915542A.1.2 kv=0.208 status=variable model=1 conn=wye kW=17.74 pf=0.97 Vminpu=.88 | New Monitor.linhaPV_Tpx227921427A0_voltage element=line.Tpx227921427A0 terminal=1 mode=0
New Load.227921427B0 phases=2 Bus1=SX2915542B.1.2 kv=0.208 status=variable model=1 conn=wye kW=19.45 pf=0.97 Vminpu=.88 | New Monitor.linhaPV_Tpx227921427B0_voltage element=line.Tpx227921427B0 terminal=1 mode=0
New Load.227921427C0 phases=2 Bus1=SX2915542C.1.2 kv=0.208 status=variable model=1 conn=wye kW=20.34 pf=0.97 Vminpu=.88 | New Monitor.linhaPV_Tpx227921427C0_voltage element=line.Tpx227921427C0 terminal=1 mode=0
New Load.227944551A0 phases=2 Bus1=SX3234149A.1.2 kv=0.208 status=fixed model=1 conn=wye kW=88.68 pf=0.97 Vminpu=.88 | New Monitor.linhaPV_Tpx227944551A0_voltage element=line.Tpx227944551A0 terminal=1 mode=0
New Load.227944551B0 phases=2 Bus1=SX3234149B.1.2 kv=0.208 status=fixed model=1 conn=wye kW=97.26 pf=0.97 Vminpu=.88 | New Monitor.linhaPV_Tpx227944551B0_voltage element=line.Tpx227944551B0 terminal=1 mode=0
New Load.227944551C0 phases=2 Bus1=SX3234149C.1.2 kv=0.208 status=fixed model=1 conn=wye kW=101.7 pf=0.97 Vminpu=.88 | New Monitor.linhaPV_Tpx227944551C0_voltage element=line.Tpx227944551C0 terminal=1 mode=0
New Load.227989724B0 phases=2 Bus1=SX2859391B.1.2 kv=0.208 status=variable model=1 conn=wye kW=9.73 pf=0.97 Vminpu=.88 | New Monitor.linhaPV_Tpx227989724B0_voltage element=line.Tpx227989724B0 terminal=1 mode=0
New Load.228001810A0 phases=2 Bus1=SX2859403A.1.2 kv=0.208 status=variable model=1 conn=wye kW=8.87 pf=0.97 Vminpu=.88 | New Monitor.linhaPV_Tpx228001810A0_voltage element=line.Tpx228001810A0 terminal=1 mode=0
New Load.228057846A0 phases=2 Bus1=SX3215340A.1.2 kv=0.208 status=variable model=1 conn=wye kW=8.87 pf=0.97 Vminpu=.88 | New Monitor.linhaPV_Tpx228057846A0_voltage element=line.Tpx228057846A0 terminal=1 mode=0
New Load.228091193A0 phases=2 Bus1=SX3047289A.1.2 kv=0.208 status=variable model=1 conn=wye kW=17.74 pf=0.97 Vminpu=.88 | New Monitor.linhaPV_Tpx228091193A0_voltage element=line.Tpx228091193A0 terminal=1 mode=0
New Load.228091193B0 phases=2 Bus1=SX3047289B.1.2 kv=0.208 status=variable model=1 conn=wye kW=19.45 pf=0.97 Vminpu=.88 | New Monitor.linhaPV_Tpx228091193B0_voltage element=line.Tpx228091193B0 terminal=1 mode=0
New Load.228091193C0 phases=2 Bus1=SX3047289C.1.2 kv=0.208 status=variable model=1 conn=wye kW=20.34 pf=0.97 Vminpu=.88 | New Monitor.linhaPV_Tpx228091193C0_voltage element=line.Tpx228091193C0 terminal=1 mode=0
New Load.228219458B0 phases=2 Bus1=SX3215549B.1.2 kv=0.208 status=variable model=1 conn=wye kW=9.73 pf=0.97 Vminpu=.88 | New Monitor.linhaPV_Tpx228219458B0_voltage element=line.Tpx228219458B0 terminal=1 mode=0
New Load.228314460C0 phases=2 Bus1=SX3253570C.1.2 kv=0.208 status=variable model=1 conn=wye kW=10.17 pf=0.97 Vminpu=.88 | New Monitor.linhaPV_Tpx228314460C0_voltage element=line.Tpx228314460C0 terminal=1 mode=0
New Load.228445756C0 phases=2 Bus1=SX2972704C.1.2 kv=0.208 status=variable model=1 conn=wye kW=6.10 pf=0.97 Vminpu=.88 | New Monitor.linhaPV_Tpx228445756C0_voltage element=line.Tpx228445756C0 terminal=1 mode=0
New Load.228446184A0 phases=2 Bus1=SX3159645A.1.2 kv=0.208 status=variable model=1 conn=wye kW=8.87 pf=0.97 Vminpu=.88 | New Monitor.linhaPV_Tpx228446184A0_voltage element=line.Tpx228446184A0 terminal=1 mode=0
New Load.228532641A0 phases=2 Bus1=SX3091052A.1.2 kv=0.208 status=variable model=1 conn=wye kW=13.30 pf=0.97 Vminpu=.88 | New Monitor.linhaPV_Tpx228532641A0_voltage element=line.Tpx228532641A0 terminal=1 mode=0
New Load.228549643A0 phases=2 Bus1=SX2916234A.1.2 kv=0.208 status=variable model=1 conn=wye kW=3.55 pf=0.97 Vminpu=.88 | New Monitor.linhaPV_Tpx228549643A0_voltage element=line.Tpx228549643A0 terminal=1 mode=0
New Load.228580047B0 phases=2 Bus1=SX3029183B.1.2 kv=0.208 status=variable model=1 conn=wye kW=5.84 pf=0.97 Vminpu=.88 | New Monitor.linhaPV_Tpx228580047B0_voltage element=line.Tpx228580047B0 terminal=1 mode=0
New Load.228622562A0 phases=2 Bus1=SX3108449A.1.2 kv=0.208 status=variable model=1 conn=wye kW=5.32 pf=0.97 Vminpu=.88 | New Monitor.linhaPV_Tpx228622562A0_voltage element=line.Tpx228622562A0 terminal=1 mode=0
New Load.228665517C0 phases=2 Bus1=SX3103822C.1.2 kv=0.208 status=variable model=1 conn=wye kW=15.26 pf=0.97 Vminpu=.88 | New Monitor.linhaPV_Tpx228665517C0_voltage element=line.Tpx228665517C0 terminal=1 mode=0
New Load.229106135C0 phases=2 Bus1=SX2991640C.1.2 kv=0.208 status=variable model=1 conn=wye kW=4.07 pf=0.97 Vminpu=.88 | New Monitor.linhaPV_Tpx229106135C0_voltage element=line.Tpx229106135C0 terminal=1 mode=0
New Load.2212168866C0 phases=2 Bus1=SX2729206C.1.2 kv=0.208 status=variable model=1 conn=wye kW=15.26 pf=0.97 Vminpu=.88 | New Monitor.linhaPV_Tpx2212168866C0_voltage element=line.Tpx2212168866C0 terminal=1 mode=0
New Load.2212168870C0 phases=2 Bus1=SX2897554C.1.2 kv=0.208 status=variable model=1 conn=wye kW=20.34 pf=0.97 Vminpu=.88 | New Monitor.linhaPV_Tpx2212168870C0_voltage element=line.Tpx2212168870C0 terminal=1 mode=0
New Load.2212168874C0 phases=2 Bus1=SX2729207C.1.2 kv=0.208 status=variable model=1 conn=wye kW=20.34 pf=0.97 Vminpu=.88 | New Monitor.linhaPV_Tpx2212168874C0_voltage element=line.Tpx2212168874C0 terminal=1 mode=0
New Load.2212168880C0 phases=2 Bus1=SX2766499C.1.2 kv=0.208 status=variable model=1 conn=wye kW=20.34 pf=0.97 Vminpu=.88 | New Monitor.linhaPV_Tpx2212168880C0_voltage element=line.Tpx2212168880C0 terminal=1 mode=0
New Load.2212168887C0 phases=2 Bus1=SX2878848C.1.2 kv=0.208 status=variable model=1 conn=wye kW=15.26 pf=0.97 Vminpu=.88 | New Monitor.linhaPV_Tpx2212168887C0_voltage element=line.Tpx2212168887C0 terminal=1 mode=0
New Load.2212371533C0 phases=2 Bus1=SX3263051C.1.2 kv=0.208 status=variable model=1 conn=wye kW=10.17 pf=0.97 Vminpu=.88 | New Monitor.linhaPV_Tpx2212371533C0_voltage element=line.Tpx2212371533C0 terminal=1 mode=0
New Load.2223661373A0 phases=2 Bus1=SX3312692A.1.2 kv=0.208 status=variable model=1 conn=wye kW=8.87 pf=0.97 Vminpu=.88 | New Monitor.linhaPV_Tpx2223661373A0_voltage element=line.Tpx2223661373A0 terminal=1 mode=0
New Load.2223664050B0 phases=2 Bus1=SX3315860B.1.2 kv=0.208 status=variable model=1 conn=wye kW=5.84 pf=0.97 Vminpu=.88 | New Monitor.linhaPV_Tpx2223664050B0_voltage element=line.Tpx2223664050B0 terminal=1 mode=0
New Load.2223703238C0 phases=2 Bus1=SX3342743C.1.2 kv=0.208 status=variable model=1 conn=wye kW=4.07 pf=0.97 Vminpu=.88 | New Monitor.linhaPV_Tpx2223703238C0_voltage element=line.Tpx2223703238C0 terminal=1 mode=0
New Load.2223878647B0 phases=2 Bus1=SX3448661B.1.2 kv=0.208 status=variable model=1 conn=wye kW=5.84 pf=0.97 Vminpu=.88 | New Monitor.linhaPV_Tpx2223878647B0_voltage element=line.Tpx2223878647B0 terminal=1 mode=0
New Load.2224061203C0 phases=2 Bus1=SX3552667C.1.2 kv=0.208 status=variable model=1 conn=wye kW=10.17 pf=0.97 Vminpu=.88 | New Monitor.linhaPV_Tpx2224061203C0_voltage element=line.Tpx2224061203C0 terminal=1 mode=0
New Load.2224179616C0 phases=2 Bus1=SX3626914C.1.2 kv=0.208 status=variable model=1 conn=wye kW=6.10 pf=0.97 Vminpu=.88 | New Monitor.linhaPV_Tpx2224179616C0_voltage element=line.Tpx2224179616C0 terminal=1 mode=0
New Load.2224192013A0 phases=2 Bus1=SX3632979A.1.2 kv=0.208 status=variable model=1 conn=wye kW=5.32 pf=0.97 Vminpu=.88 | New Monitor.linhaPV_Tpx2224192013A0_voltage element=line.Tpx2224192013A0 terminal=1 mode=0
New Load.2224230615C0 phases=2 Bus1=SX3645809C.1.2 kv=0.208 status=variable model=1 conn=wye kW=20.34 pf=0.97 Vminpu=.88 | New Monitor.linhaPV_Tpx2224230615C0_voltage element=line.Tpx2224230615C0 terminal=1 mode=0
New Load.2224230651C0 phases=2 Bus1=SX3645810C.1.2 kv=0.208 status=fixed model=1 conn=wye kW=30.52 pf=0.97 Vminpu=.88 | New Monitor.linhaPV_Tpx2224230651C0_voltage element=line.Tpx2224230651C0 terminal=1 mode=0
New Load.2224230689C0 phases=2 Bus1=SX3645811C.1.2 kv=0.208 status=fixed model=1 conn=wye kW=30.52 pf=0.97 Vminpu=.88 | New Monitor.linhaPV_Tpx2224230689C0_voltage element=line.Tpx2224230689C0 terminal=1 mode=0
New Load.2224230754C0 phases=2 Bus1=SX3645812C.1.2 kv=0.208 status=variable model=1 conn=wye kW=15.26 pf=0.97 Vminpu=.88 | New Monitor.linhaPV_Tpx2224230754C0_voltage element=line.Tpx2224230754C0 terminal=1 mode=0
New Load.2224237380A0 phases=2 Bus1=SX3649297A.1.2 kv=0.208 status=variable model=1 conn=wye kW=13.30 pf=0.97 Vminpu=.88 | New Monitor.linhaPV_Tpx2224237380A0_voltage element=line.Tpx2224237380A0 terminal=1 mode=0
New Load.2224237384A0 phases=2 Bus1=SX3649298A.1.2 kv=0.208 status=variable model=1 conn=wye kW=13.30 pf=0.97 Vminpu=.88 | New Monitor.linhaPV_Tpx2224237384A0_voltage element=line.Tpx2224237384A0 terminal=1 mode=0
New Load.2224237391A0 phases=2 Bus1=SX3649299A.1.2 kv=0.208 status=variable model=1 conn=wye kW=8.87 pf=0.97 Vminpu=.88 | New Monitor.linhaPV_Tpx2224237391A0_voltage element=line.Tpx2224237391A0 terminal=1 mode=0
New Load.2224237546A0 phases=2 Bus1=SX3649300A.1.2 kv=0.208 status=variable model=1 conn=wye kW=13.30 pf=0.97 Vminpu=.88 | New Monitor.linhaPV_Tpx2224237546A0_voltage element=line.Tpx2224237546A0 terminal=1 mode=0
New Load.2224237643A0 phases=2 Bus1=SX3649301A.1.2 kv=0.208 status=variable model=1 conn=wye kW=13.30 pf=0.97 Vminpu=.88 | New Monitor.linhaPV_Tpx2224237643A0_voltage element=line.Tpx2224237643A0 terminal=1 mode=0
New Load.2224237653A0 phases=2 Bus1=SX3649302A.1.2 kv=0.208 status=variable model=1 conn=wye kW=13.30 pf=0.97 Vminpu=.88 | New Monitor.linhaPV_Tpx2224237653A0_voltage element=line.Tpx2224237653A0 terminal=1 mode=0
New Load.2224237713A0 phases=2 Bus1=SX3649304A.1.2 kv=0.208 status=variable model=1 conn=wye kW=13.30 pf=0.97 Vminpu=.88 | New Monitor.linhaPV_Tpx2224237713A0_voltage element=line.Tpx2224237713A0 terminal=1 mode=0
New Load.2224237718A0 phases=2 Bus1=SX3649305A.1.2 kv=0.208 status=variable model=1 conn=wye kW=5.32 pf=0.97 Vminpu=.88 | New Monitor.linhaPV_Tpx2224237718A0_voltage element=line.Tpx2224237718A0 terminal=1 mode=0
New Load.2224238167A0 phases=2 Bus1=SX3649306A.1.2 kv=0.208 status=variable model=1 conn=wye kW=13.30 pf=0.97 Vminpu=.88 | New Monitor.linhaPV_Tpx2224238167A0_voltage element=line.Tpx2224238167A0 terminal=1 mode=0
New Load.2224386592A0 phases=2 Bus1=SX3729297A.1.2 kv=0.208 status=variable model=1 conn=wye kW=8.87 pf=0.97 Vminpu=.88 | New Monitor.linhaPV_Tpx2224386592A0_voltage element=line.Tpx2224386592A0 terminal=1 mode=0
New Load.2224386617A0 phases=2 Bus1=SX3729298A.1.2 kv=0.208 status=variable model=1 conn=wye kW=13.30 pf=0.97 Vminpu=.88 | New Monitor.linhaPV_Tpx2224386617A0_voltage element=line.Tpx2224386617A0 terminal=1 mode=0
New Load.2224386750A0 phases=2 Bus1=SX3727707A.1.2 kv=0.208 status=variable model=1 conn=wye kW=8.87 pf=0.97 Vminpu=.88 | New Monitor.linhaPV_Tpx2224386750A0_voltage element=line.Tpx2224386750A0 terminal=1 mode=0
New Load.2224386815A0 phases=2 Bus1=SX3727708A.1.2 kv=0.208 status=variable model=1 conn=wye kW=5.32 pf=0.97 Vminpu=.88 | New Monitor.linhaPV_Tpx2224386815A0_voltage element=line.Tpx2224386815A0 terminal=1 mode=0
New Load.2224386842A0 phases=2 Bus1=SX3727709A.1.2 kv=0.208 status=variable model=1 conn=wye kW=13.30 pf=0.97 Vminpu=.88 | New Monitor.linhaPV_Tpx2224386842A0_voltage element=line.Tpx2224386842A0 terminal=1 mode=0
New Load.2224386863A0 phases=2 Bus1=SX3727710A.1.2 kv=0.208 status=variable model=1 conn=wye kW=13.30 pf=0.97 Vminpu=.88 | New Monitor.linhaPV_Tpx2224386863A0_voltage element=line.Tpx2224386863A0 terminal=1 mode=0
New Load.2224386874A0 phases=2 Bus1=SX3727711A.1.2 kv=0.208 status=variable model=1 conn=wye kW=5.32 pf=0.97 Vminpu=.88 | New Monitor.linhaPV_Tpx2224386874A0_voltage element=line.Tpx2224386874A0 terminal=1 mode=0
New Load.2224386889A0 phases=2 Bus1=SX3727712A.1.2 kv=0.208 status=variable model=1 conn=wye kW=8.87 pf=0.97 Vminpu=.88 | New Monitor.linhaPV_Tpx2224386889A0_voltage element=line.Tpx2224386889A0 terminal=1 mode=0
New Load.2224386946A0 phases=2 Bus1=SX3728037A.1.2 kv=0.208 status=variable model=1 conn=wye kW=8.87 pf=0.97 Vminpu=.88 | New Monitor.linhaPV_Tpx2224386946A0_voltage element=line.Tpx2224386946A0 terminal=1 mode=0
New Load.2224387019A0 phases=2 Bus1=SX3728038A.1.2 kv=0.208 status=variable model=1 conn=wye kW=8.87 pf=0.97 Vminpu=.88 | New Monitor.linhaPV_Tpx2224387019A0_voltage element=line.Tpx2224387019A0 terminal=1 mode=0
New Load.2224387053A0 phases=2 Bus1=SX3728039A.1.2 kv=0.208 status=variable model=1 conn=wye kW=13.30 pf=0.97 Vminpu=.88 | New Monitor.linhaPV_Tpx2224387053A0_voltage element=line.Tpx2224387053A0 terminal=1 mode=0
New Load.2224387062A0 phases=2 Bus1=SX3728040A.1.2 kv=0.208 status=variable model=1 conn=wye kW=13.30 pf=0.97 Vminpu=.88 | New Monitor.linhaPV_Tpx2224387062A0_voltage element=line.Tpx2224387062A0 terminal=1 mode=0
New Load.2224387074A0 phases=2 Bus1=SX3728041A.1.2 kv=0.208 status=variable model=1 conn=wye kW=8.87 pf=0.97 Vminpu=.88 | New Monitor.linhaPV_Tpx2224387074A0_voltage element=line.Tpx2224387074A0 terminal=1 mode=0
New Load.2224387113A0 phases=2 Bus1=SX3728042A.1.2 kv=0.208 status=variable model=1 conn=wye kW=13.30 pf=0.97 Vminpu=.88 | New Monitor.linhaPV_Tpx2224387113A0_voltage element=line.Tpx2224387113A0 terminal=1 mode=0
New Load.2224387138A0 phases=2 Bus1=SX3728043A.1.2 kv=0.208 status=variable model=1 conn=wye kW=13.30 pf=0.97 Vminpu=.88 | New Monitor.linhaPV_Tpx2224387138A0_voltage element=line.Tpx2224387138A0 terminal=1 mode=0
New Load.2224490448C0 phases=2 Bus1=SX3778577C.1.2 kv=0.208 status=variable model=1 conn=wye kW=10.17 pf=0.97 Vminpu=.88 | New Monitor.linhaPV_Tpx2224490448C0_voltage element=line.Tpx2224490448C0 terminal=1 mode=0
New Load.2224500658A0 phases=2 Bus1=SX3784018A.1.2 kv=0.208 status=variable model=1 conn=wye kW=3.55 pf=0.97 Vminpu=.88 | New Monitor.linhaPV_Tpx2224500658A0_voltage element=line.Tpx2224500658A0 terminal=1 mode=0

## power
New Monitor.linhaPV_Tpx138236B0_power | element=line.Tpx138236B0 | terminal=1 mode=1 ppolar=no | New Monitor.linhaPV_Tpx138236B0_power element=line.Tpx138236B0 terminal=1 mode=1 ppolar=no | New Monitor.linhaPV_Tpx138236B0_power element=line.Tpx138236B0 terminal=1 mode=1 ppolar=no
New Monitor.linhaPV_Tpx138237B0_power | element=line.Tpx138237B0 | terminal=1 mode=1 ppolar=no | New Monitor.linhaPV_Tpx138237B0_power element=line.Tpx138237B0 terminal=1 mode=1 ppolar=no | New Monitor.linhaPV_Tpx138237B0_power element=line.Tpx138237B0 terminal=1 mode=1 ppolar=no
New Monitor.linhaPV_Tpx138258C0_power | element=line.Tpx138258C0 | terminal=1 mode=1 ppolar=no | New Monitor.linhaPV_Tpx138258C0_power element=line.Tpx138258C0 terminal=1 mode=1 ppolar=no | New Monitor.linhaPV_Tpx138258C0_power element=line.Tpx138258C0 terminal=1 mode=1 ppolar=no
New Monitor.linhaPV_Tpx138259C0_power | element=line.Tpx138259C0 | terminal=1 mode=1 ppolar=no | New Monitor.linhaPV_Tpx138259C0_power element=line.Tpx138259C0 terminal=1 mode=1 ppolar=no | New Monitor.linhaPV_Tpx138259C0_power element=line.Tpx138259C0 terminal=1 mode=1 ppolar=no
New Monitor.linhaPV_Tpx138260A0_power | element=line.Tpx138260A0 | terminal=1 mode=1 ppolar=no | New Monitor.linhaPV_Tpx138260A0_power element=line.Tpx138260A0 terminal=1 mode=1 ppolar=no | New Monitor.linhaPV_Tpx138260A0_power element=line.Tpx138260A0 terminal=1 mode=1 ppolar=no
New Monitor.linhaPV_Tpx138262A0_power | element=line.Tpx138262A0 | terminal=1 mode=1 ppolar=no | New Monitor.linhaPV_Tpx138262A0_power element=line.Tpx138262A0 terminal=1 mode=1 ppolar=no | New Monitor.linhaPV_Tpx138262A0_power element=line.Tpx138262A0 terminal=1 mode=1 ppolar=no
New Monitor.linhaPV_Tpx138264B0_power | element=line.Tpx138264B0 | terminal=1 mode=1 ppolar=no | New Monitor.linhaPV_Tpx138264B0_power element=line.Tpx138264B0 terminal=1 mode=1 ppolar=no | New Monitor.linhaPV_Tpx138264B0_power element=line.Tpx138264B0 terminal=1 mode=1 ppolar=no
New Monitor.linhaPV_Tpx138265A0_power | element=line.Tpx138265A0 | terminal=1 mode=1 ppolar=no | New Monitor.linhaPV_Tpx138265A0_power element=line.Tpx138265A0 terminal=1 mode=1 ppolar=no | New Monitor.linhaPV_Tpx138265A0_power element=line.Tpx138265A0 terminal=1 mode=1 ppolar=no
New Monitor.linhaPV_Tpx138294B0_power | element=line.Tpx138294B0 | terminal=1 mode=1 ppolar=no | New Monitor.linhaPV_Tpx138294B0_power element=line.Tpx138294B0 terminal=1 mode=1 ppolar=no | New Monitor.linhaPV_Tpx138294B0_power element=line.Tpx138294B0 terminal=1 mode=1 ppolar=no
New Monitor.linhaPV_Tpx138313A0_power | element=line.Tpx138313A0 | terminal=1 mode=1 ppolar=no | New Monitor.linhaPV_Tpx138313A0_power element=line.Tpx138313A0 terminal=1 mode=1 ppolar=no | New Monitor.linhaPV_Tpx138313A0_power element=line.Tpx138313A0 terminal=1 mode=1 ppolar=no
New Monitor.linhaPV_Tpx138342C0_power | element=line.Tpx138342C0 | terminal=1 mode=1 ppolar=no | New Monitor.linhaPV_Tpx138342C0_power element=line.Tpx138342C0 terminal=1 mode=1 ppolar=no | New Monitor.linhaPV_Tpx138342C0_power element=line.Tpx138342C0 terminal=1 mode=1 ppolar=no
New Monitor.linhaPV_Tpx138343C0_power | element=line.Tpx138343C0 | terminal=1 mode=1 ppolar=no | New Monitor.linhaPV_Tpx138343C0_power element=line.Tpx138343C0 terminal=1 mode=1 ppolar=no | New Monitor.linhaPV_Tpx138343C0_power element=line.Tpx138343C0 terminal=1 mode=1 ppolar=no
New Monitor.linhaPV_Tpx138346C0_power | element=line.Tpx138346C0 | terminal=1 mode=1 ppolar=no | New Monitor.linhaPV_Tpx138346C0_power element=line.Tpx138346C0 terminal=1 mode=1 ppolar=no | New Monitor.linhaPV_Tpx138346C0_power element=line.Tpx138346C0 terminal=1 mode=1 ppolar=no
New Monitor.linhaPV_Tpx138371C0_power | element=line.Tpx138371C0 | terminal=1 mode=1 ppolar=no | New Monitor.linhaPV_Tpx138371C0_power element=line.Tpx138371C0 terminal=1 mode=1 ppolar=no | New Monitor.linhaPV_Tpx138371C0_power element=line.Tpx138371C0 terminal=1 mode=1 ppolar=no
New Monitor.linhaPV_Tpx138372C0_power | element=line.Tpx138372C0 | terminal=1 mode=1 ppolar=no | New Monitor.linhaPV_Tpx138372C0_power element=line.Tpx138372C0 terminal=1 mode=1 ppolar=no | New Monitor.linhaPV_Tpx138372C0_power element=line.Tpx138372C0 terminal=1 mode=1 ppolar=no
New Monitor.linhaPV_Tpx138373C0_power | element=line.Tpx138373C0 | terminal=1 mode=1 ppolar=no | New Monitor.linhaPV_Tpx138373C0_power element=line.Tpx138373C0 terminal=1 mode=1 ppolar=no | New Monitor.linhaPV_Tpx138373C0_power element=line.Tpx138373C0 terminal=1 mode=1 ppolar=no
New Monitor.linhaPV_Tpx138374C0_power | element=line.Tpx138374C0 | terminal=1 mode=1 ppolar=no | New Monitor.linhaPV_Tpx138374C0_power element=line.Tpx138374C0 terminal=1 mode=1 ppolar=no | New Monitor.linhaPV_Tpx138374C0_power element=line.Tpx138374C0 terminal=1 mode=1 ppolar=no
New Monitor.linhaPV_Tpx138379C0_power | element=line.Tpx138379C0 | terminal=1 mode=1 ppolar=no | New Monitor.linhaPV_Tpx138379C0_power element=line.Tpx138379C0 terminal=1 mode=1 ppolar=no | New Monitor.linhaPV_Tpx138379C0_power element=line.Tpx138379C0 terminal=1 mode=1 ppolar=no
New Monitor.linhaPV_Tpx138380C0_power | element=line.Tpx138380C0 | terminal=1 mode=1 ppolar=no | New Monitor.linhaPV_Tpx138380C0_power element=line.Tpx138380C0 terminal=1 mode=1 ppolar=no | New Monitor.linhaPV_Tpx138380C0_power element=line.Tpx138380C0 terminal=1 mode=1 ppolar=no
New Monitor.linhaPV_Tpx138404C0_power | element=line.Tpx138404C0 | terminal=1 mode=1 ppolar=no | New Monitor.linhaPV_Tpx138404C0_power element=line.Tpx138404C0 terminal=1 mode=1 ppolar=no | New Monitor.linhaPV_Tpx138404C0_power element=line.Tpx138404C0 terminal=1 mode=1 ppolar=no
New Monitor.linhaPV_Tpx138405C0_power | element=line.Tpx138405C0 | terminal=1 mode=1 ppolar=no | New Monitor.linhaPV_Tpx138405C0_power element=line.Tpx138405C0 terminal=1 mode=1 ppolar=no | New Monitor.linhaPV_Tpx138405C0_power element=line.Tpx138405C0 terminal=1 mode=1 ppolar=no
New Monitor.linhaPV_Tpx138412C0_power | element=line.Tpx138412C0 | terminal=1 mode=1 ppolar=no | New Monitor.linhaPV_Tpx138412C0_power element=line.Tpx138412C0 terminal=1 mode=1 ppolar=no | New Monitor.linhaPV_Tpx138412C0_power element=line.Tpx138412C0 terminal=1 mode=1 ppolar=no
New Monitor.linhaPV_Tpx138413C0_power | element=line.Tpx138413C0 | terminal=1 mode=1 ppolar=no | New Monitor.linhaPV_Tpx138413C0_power element=line.Tpx138413C0 terminal=1 mode=1 ppolar=no | New Monitor.linhaPV_Tpx138413C0_power element=line.Tpx138413C0 terminal=1 mode=1 ppolar=no
New Monitor.linhaPV_Tpx138416C0_power | element=line.Tpx138416C0 | terminal=1 mode=1 ppolar=no | New Monitor.linhaPV_Tpx138416C0_power element=line.Tpx138416C0 terminal=1 mode=1 ppolar=no | New Monitor.linhaPV_Tpx138416C0_power element=line.Tpx138416C0 terminal=1 mode=1 ppolar=no
New Monitor.linhaPV_Tpx138464C0_power | element=line.Tpx138464C0 | terminal=1 mode=1 ppolar=no | New Monitor.linhaPV_Tpx138464C0_power element=line.Tpx138464C0 terminal=1 mode=1 ppolar=no | New Monitor.linhaPV_Tpx138464C0_power element=line.Tpx138464C0 terminal=1 mode=1 ppolar=no
New Monitor.linhaPV_Tpx138465C0_power | element=line.Tpx138465C0 | terminal=1 mode=1 ppolar=no | New Monitor.linhaPV_Tpx138465C0_power element=line.Tpx138465C0 terminal=1 mode=1 ppolar=no | New Monitor.linhaPV_Tpx138465C0_power element=line.Tpx138465C0 terminal=1 mode=1 ppolar=no
New Monitor.linhaPV_Tpx138466C0_power | element=line.Tpx138466C0 | terminal=1 mode=1 ppolar=no | New Monitor.linhaPV_Tpx138466C0_power element=line.Tpx138466C0 terminal=1 mode=1 ppolar=no | New Monitor.linhaPV_Tpx138466C0_power element=line.Tpx138466C0 terminal=1 mode=1 ppolar=no
New Monitor.linhaPV_Tpx138469C0_power | element=line.Tpx138469C0 | terminal=1 mode=1 ppolar=no | New Monitor.linhaPV_Tpx138469C0_power element=line.Tpx138469C0 terminal=1 mode=1 ppolar=no | New Monitor.linhaPV_Tpx138469C0_power element=line.Tpx138469C0 terminal=1 mode=1 ppolar=no
New Monitor.linhaPV_Tpx138470C0_power | element=line.Tpx138470C0 | terminal=1 mode=1 ppolar=no | New Monitor.linhaPV_Tpx138470C0_power element=line.Tpx138470C0 terminal=1 mode=1 ppolar=no | New Monitor.linhaPV_Tpx138470C0_power element=line.Tpx138470C0 terminal=1 mode=1 ppolar=no
New Monitor.linhaPV_Tpx138472C0_power | element=line.Tpx138472C0 | terminal=1 mode=1 ppolar=no | New Monitor.linhaPV_Tpx138472C0_power element=line.Tpx138472C0 terminal=1 mode=1 ppolar=no | New Monitor.linhaPV_Tpx138472C0_power element=line.Tpx138472C0 terminal=1 mode=1 ppolar=no
New Monitor.linhaPV_Tpx138560A0_power | element=line.Tpx138560A0 | terminal=1 mode=1 ppolar=no | New Monitor.linhaPV_Tpx138560A0_power element=line.Tpx138560A0 terminal=1 mode=1 ppolar=no | New Monitor.linhaPV_Tpx138560A0_power element=line.Tpx138560A0 terminal=1 mode=1 ppolar=no
New Monitor.linhaPV_Tpx138561A0_power | element=line.Tpx138561A0 | terminal=1 mode=1 ppolar=no | New Monitor.linhaPV_Tpx138561A0_power element=line.Tpx138561A0 terminal=1 mode=1 ppolar=no | New Monitor.linhaPV_Tpx138561A0_power element=line.Tpx138561A0 terminal=1 mode=1 ppolar=no
New Monitor.linhaPV_Tpx138562A0_power | element=line.Tpx138562A0 | terminal=1 mode=1 ppolar=no | New Monitor.linhaPV_Tpx138562A0_power element=line.Tpx138562A0 terminal=1 mode=1 ppolar=no | New Monitor.linhaPV_Tpx138562A0_power element=line.Tpx138562A0 terminal=1 mode=1 ppolar=no
New Monitor.linhaPV_Tpx138563A0_power | element=line.Tpx138563A0 | terminal=1 mode=1 ppolar=no | New Monitor.linhaPV_Tpx138563A0_power element=line.Tpx138563A0 terminal=1 mode=1 ppolar=no | New Monitor.linhaPV_Tpx138563A0_power element=line.Tpx138563A0 terminal=1 mode=1 ppolar=no
New Monitor.linhaPV_Tpx138564A0_power | element=line.Tpx138564A0 | terminal=1 mode=1 ppolar=no | New Monitor.linhaPV_Tpx138564A0_power element=line.Tpx138564A0 terminal=1 mode=1 ppolar=no | New Monitor.linhaPV_Tpx138564A0_power element=line.Tpx138564A0 terminal=1 mode=1 ppolar=no
New Monitor.linhaPV_Tpx138565A0_power | element=line.Tpx138565A0 | terminal=1 mode=1 ppolar=no | New Monitor.linhaPV_Tpx138565A0_power element=line.Tpx138565A0 terminal=1 mode=1 ppolar=no | New Monitor.linhaPV_Tpx138565A0_power element=line.Tpx138565A0 terminal=1 mode=1 ppolar=no
New Monitor.linhaPV_Tpx138566A0_power | element=line.Tpx138566A0 | terminal=1 mode=1 ppolar=no | New Monitor.linhaPV_Tpx138566A0_power element=line.Tpx138566A0 terminal=1 mode=1 ppolar=no | New Monitor.linhaPV_Tpx138566A0_power element=line.Tpx138566A0 terminal=1 mode=1 ppolar=no
New Monitor.linhaPV_Tpx138567A0_power | element=line.Tpx138567A0 | terminal=1 mode=1 ppolar=no | New Monitor.linhaPV_Tpx138567A0_power element=line.Tpx138567A0 terminal=1 mode=1 ppolar=no | New Monitor.linhaPV_Tpx138567A0_power element=line.Tpx138567A0 terminal=1 mode=1 ppolar=no
New Monitor.linhaPV_Tpx138569A0_power | element=line.Tpx138569A0 | terminal=1 mode=1 ppolar=no | New Monitor.linhaPV_Tpx138569A0_power element=line.Tpx138569A0 terminal=1 mode=1 ppolar=no | New Monitor.linhaPV_Tpx138569A0_power element=line.Tpx138569A0 terminal=1 mode=1 ppolar=no
New Monitor.linhaPV_Tpx138570A0_power | element=line.Tpx138570A0 | terminal=1 mode=1 ppolar=no | New Monitor.linhaPV_Tpx138570A0_power element=line.Tpx138570A0 terminal=1 mode=1 ppolar=no | New Monitor.linhaPV_Tpx138570A0_power element=line.Tpx138570A0 terminal=1 mode=1 ppolar=no
New Monitor.linhaPV_Tpx138571A0_power | element=line.Tpx138571A0 | terminal=1 mode=1 ppolar=no | New Monitor.linhaPV_Tpx138571A0_power element=line.Tpx138571A0 terminal=1 mode=1 ppolar=no | New Monitor.linhaPV_Tpx138571A0_power element=line.Tpx138571A0 terminal=1 mode=1 ppolar=no
New Monitor.linhaPV_Tpx138573A0_power | element=line.Tpx138573A0 | terminal=1 mode=1 ppolar=no | New Monitor.linhaPV_Tpx138573A0_power element=line.Tpx138573A0 terminal=1 mode=1 ppolar=no | New Monitor.linhaPV_Tpx138573A0_power element=line.Tpx138573A0 terminal=1 mode=1 ppolar=no
New Monitor.linhaPV_Tpx138574A0_power | element=line.Tpx138574A0 | terminal=1 mode=1 ppolar=no | New Monitor.linhaPV_Tpx138574A0_power element=line.Tpx138574A0 terminal=1 mode=1 ppolar=no | New Monitor.linhaPV_Tpx138574A0_power element=line.Tpx138574A0 terminal=1 mode=1 ppolar=no
New Monitor.linhaPV_Tpx138581A0_power | element=line.Tpx138581A0 | terminal=1 mode=1 ppolar=no | New Monitor.linhaPV_Tpx138581A0_power element=line.Tpx138581A0 terminal=1 mode=1 ppolar=no | New Monitor.linhaPV_Tpx138581A0_power element=line.Tpx138581A0 terminal=1 mode=1 ppolar=no
New Monitor.linhaPV_Tpx138585C0_power | element=line.Tpx138585C0 | terminal=1 mode=1 ppolar=no | New Monitor.linhaPV_Tpx138585C0_power element=line.Tpx138585C0 terminal=1 mode=1 ppolar=no | New Monitor.linhaPV_Tpx138585C0_power element=line.Tpx138585C0 terminal=1 mode=1 ppolar=no
New Monitor.linhaPV_Tpx138586C0_power | element=line.Tpx138586C0 | terminal=1 mode=1 ppolar=no | New Monitor.linhaPV_Tpx138586C0_power element=line.Tpx138586C0 terminal=1 mode=1 ppolar=no | New Monitor.linhaPV_Tpx138586C0_power element=line.Tpx138586C0 terminal=1 mode=1 ppolar=no
New Monitor.linhaPV_Tpx138641C0_power | element=line.Tpx138641C0 | terminal=1 mode=1 ppolar=no | New Monitor.linhaPV_Tpx138641C0_power element=line.Tpx138641C0 terminal=1 mode=1 ppolar=no | New Monitor.linhaPV_Tpx138641C0_power element=line.Tpx138641C0 terminal=1 mode=1 ppolar=no
New Monitor.linhaPV_Tpx138642A0_power | element=line.Tpx138642A0 | terminal=1 mode=1 ppolar=no | New Monitor.linhaPV_Tpx138642A0_power element=line.Tpx138642A0 terminal=1 mode=1 ppolar=no | New Monitor.linhaPV_Tpx138642A0_power element=line.Tpx138642A0 terminal=1 mode=1 ppolar=no
New Monitor.linhaPV_Tpx138644A0_power | element=line.Tpx138644A0 | terminal=1 mode=1 ppolar=no | New Monitor.linhaPV_Tpx138644A0_power element=line.Tpx138644A0 terminal=1 mode=1 ppolar=no | New Monitor.linhaPV_Tpx138644A0_power element=line.Tpx138644A0 terminal=1 mode=1 ppolar=no
New Monitor.linhaPV_Tpx138645B0_power | element=line.Tpx138645B0 | terminal=1 mode=1 ppolar=no | New Monitor.linhaPV_Tpx138645B0_power element=line.Tpx138645B0 terminal=1 mode=1 ppolar=no | New Monitor.linhaPV_Tpx138645B0_power element=line.Tpx138645B0 terminal=1 mode=1 ppolar=no
New Monitor.linhaPV_Tpx138646A0_power | element=line.Tpx138646A0 | terminal=1 mode=1 ppolar=no | New Monitor.linhaPV_Tpx138646A0_power element=line.Tpx138646A0 terminal=1 mode=1 ppolar=no | New Monitor.linhaPV_Tpx138646A0_power element=line.Tpx138646A0 terminal=1 mode=1 ppolar=no
New Monitor.linhaPV_Tpx138647C0_power | element=line.Tpx138647C0 | terminal=1 mode=1 ppolar=no | New Monitor.linhaPV_Tpx138647C0_power element=line.Tpx138647C0 terminal=1 mode=1 ppolar=no | New Monitor.linhaPV_Tpx138647C0_power element=line.Tpx138647C0 terminal=1 mode=1 ppolar=no
New Monitor.linhaPV_Tpx138649A0_power | element=line.Tpx138649A0 | terminal=1 mode=1 ppolar=no | New Monitor.linhaPV_Tpx138649A0_power element=line.Tpx138649A0 terminal=1 mode=1 ppolar=no | New Monitor.linhaPV_Tpx138649A0_power element=line.Tpx138649A0 terminal=1 mode=1 ppolar=no
New Monitor.linhaPV_Tpx138650C0_power | element=line.Tpx138650C0 | terminal=1 mode=1 ppolar=no | New Monitor.linhaPV_Tpx138650C0_power element=line.Tpx138650C0 terminal=1 mode=1 ppolar=no | New Monitor.linhaPV_Tpx138650C0_power element=line.Tpx138650C0 terminal=1 mode=1 ppolar=no
New Monitor.linhaPV_Tpx138651C0_power | element=line.Tpx138651C0 | terminal=1 mode=1 ppolar=no | New Monitor.linhaPV_Tpx138651C0_power element=line.Tpx138651C0 terminal=1 mode=1 ppolar=no | New Monitor.linhaPV_Tpx138651C0_power element=line.Tpx138651C0 terminal=1 mode=1 ppolar=no
New Monitor.linhaPV_Tpx138652C0_power | element=line.Tpx138652C0 | terminal=1 mode=1 ppolar=no | New Monitor.linhaPV_Tpx138652C0_power element=line.Tpx138652C0 terminal=1 mode=1 ppolar=no | New Monitor.linhaPV_Tpx138652C0_power element=line.Tpx138652C0 terminal=1 mode=1 ppolar=no
New Monitor.linhaPV_Tpx138655A0_power | element=line.Tpx138655A0 | terminal=1 mode=1 ppolar=no | New Monitor.linhaPV_Tpx138655A0_power element=line.Tpx138655A0 terminal=1 mode=1 ppolar=no | New Monitor.linhaPV_Tpx138655A0_power element=line.Tpx138655A0 terminal=1 mode=1 ppolar=no
New Monitor.linhaPV_Tpx138679A0_power | element=line.Tpx138679A0 | terminal=1 mode=1 ppolar=no | New Monitor.linhaPV_Tpx138679A0_power element=line.Tpx138679A0 terminal=1 mode=1 ppolar=no | New Monitor.linhaPV_Tpx138679A0_power element=line.Tpx138679A0 terminal=1 mode=1 ppolar=no
New Monitor.linhaPV_Tpx138680A0_power | element=line.Tpx138680A0 | terminal=1 mode=1 ppolar=no | New Monitor.linhaPV_Tpx138680A0_power element=line.Tpx138680A0 terminal=1 mode=1 ppolar=no | New Monitor.linhaPV_Tpx138680A0_power element=line.Tpx138680A0 terminal=1 mode=1 ppolar=no
New Monitor.linhaPV_Tpx138684A0_power | element=line.Tpx138684A0 | terminal=1 mode=1 ppolar=no | New Monitor.linhaPV_Tpx138684A0_power element=line.Tpx138684A0 terminal=1 mode=1 ppolar=no | New Monitor.linhaPV_Tpx138684A0_power element=line.Tpx138684A0 terminal=1 mode=1 ppolar=no
New Monitor.linhaPV_Tpx138685A0_power | element=line.Tpx138685A0 | terminal=1 mode=1 ppolar=no | New Monitor.linhaPV_Tpx138685A0_power element=line.Tpx138685A0 terminal=1 mode=1 ppolar=no | New Monitor.linhaPV_Tpx138685A0_power element=line.Tpx138685A0 terminal=1 mode=1 ppolar=no
New Monitor.linhaPV_Tpx138716C0_power | element=line.Tpx138716C0 | terminal=1 mode=1 ppolar=no | New Monitor.linhaPV_Tpx138716C0_power element=line.Tpx138716C0 terminal=1 mode=1 ppolar=no | New Monitor.linhaPV_Tpx138716C0_power element=line.Tpx138716C0 terminal=1 mode=1 ppolar=no
New Monitor.linhaPV_Tpx138717C0_power | element=line.Tpx138717C0 | terminal=1 mode=1 ppolar=no | New Monitor.linhaPV_Tpx138717C0_power element=line.Tpx138717C0 terminal=1 mode=1 ppolar=no | New Monitor.linhaPV_Tpx138717C0_power element=line.Tpx138717C0 terminal=1 mode=1 ppolar=no
New Monitor.linhaPV_Tpx138718C0_power | element=line.Tpx138718C0 | terminal=1 mode=1 ppolar=no | New Monitor.linhaPV_Tpx138718C0_power element=line.Tpx138718C0 terminal=1 mode=1 ppolar=no | New Monitor.linhaPV_Tpx138718C0_power element=line.Tpx138718C0 terminal=1 mode=1 ppolar=no
New Monitor.linhaPV_Tpx138719A0_power | element=line.Tpx138719A0 | terminal=1 mode=1 ppolar=no | New Monitor.linhaPV_Tpx138719A0_power element=line.Tpx138719A0 terminal=1 mode=1 ppolar=no | New Monitor.linhaPV_Tpx138719A0_power element=line.Tpx138719A0 terminal=1 mode=1 ppolar=no
New Monitor.linhaPV_Tpx138720A0_power | element=line.Tpx138720A0 | terminal=1 mode=1 ppolar=no | New Monitor.linhaPV_Tpx138720A0_power element=line.Tpx138720A0 terminal=1 mode=1 ppolar=no | New Monitor.linhaPV_Tpx138720A0_power element=line.Tpx138720A0 terminal=1 mode=1 ppolar=no
New Monitor.linhaPV_Tpx138751B0_power | element=line.Tpx138751B0 | terminal=1 mode=1 ppolar=no | New Monitor.linhaPV_Tpx138751B0_power element=line.Tpx138751B0 terminal=1 mode=1 ppolar=no | New Monitor.linhaPV_Tpx138751B0_power element=line.Tpx138751B0 terminal=1 mode=1 ppolar=no
New Monitor.linhaPV_Tpx138752B0_power | element=line.Tpx138752B0 | terminal=1 mode=1 ppolar=no | New Monitor.linhaPV_Tpx138752B0_power element=line.Tpx138752B0 terminal=1 mode=1 ppolar=no | New Monitor.linhaPV_Tpx138752B0_power element=line.Tpx138752B0 terminal=1 mode=1 ppolar=no
New Monitor.linhaPV_Tpx138753B0_power | element=line.Tpx138753B0 | terminal=1 mode=1 ppolar=no | New Monitor.linhaPV_Tpx138753B0_power element=line.Tpx138753B0 terminal=1 mode=1 ppolar=no | New Monitor.linhaPV_Tpx138753B0_power element=line.Tpx138753B0 terminal=1 mode=1 ppolar=no
New Monitor.linhaPV_Tpx138754B0_power | element=line.Tpx138754B0 | terminal=1 mode=1 ppolar=no | New Monitor.linhaPV_Tpx138754B0_power element=line.Tpx138754B0 terminal=1 mode=1 ppolar=no | New Monitor.linhaPV_Tpx138754B0_power element=line.Tpx138754B0 terminal=1 mode=1 ppolar=no
New Monitor.linhaPV_Tpx138755B0_power | element=line.Tpx138755B0 | terminal=1 mode=1 ppolar=no | New Monitor.linhaPV_Tpx138755B0_power element=line.Tpx138755B0 terminal=1 mode=1 ppolar=no | New Monitor.linhaPV_Tpx138755B0_power element=line.Tpx138755B0 terminal=1 mode=1 ppolar=no
New Monitor.linhaPV_Tpx138769A0_power | element=line.Tpx138769A0 | terminal=1 mode=1 ppolar=no | New Monitor.linhaPV_Tpx138769A0_power element=line.Tpx138769A0 terminal=1 mode=1 ppolar=no | New Monitor.linhaPV_Tpx138769A0_power element=line.Tpx138769A0 terminal=1 mode=1 ppolar=no
New Monitor.linhaPV_Tpx138770A0_power | element=line.Tpx138770A0 | terminal=1 mode=1 ppolar=no | New Monitor.linhaPV_Tpx138770A0_power element=line.Tpx138770A0 terminal=1 mode=1 ppolar=no | New Monitor.linhaPV_Tpx138770A0_power element=line.Tpx138770A0 terminal=1 mode=1 ppolar=no
New Monitor.linhaPV_Tpx138771A0_power | element=line.Tpx138771A0 | terminal=1 mode=1 ppolar=no | New Monitor.linhaPV_Tpx138771A0_power element=line.Tpx138771A0 terminal=1 mode=1 ppolar=no | New Monitor.linhaPV_Tpx138771A0_power element=line.Tpx138771A0 terminal=1 mode=1 ppolar=no
New Monitor.linhaPV_Tpx138776C0_power | element=line.Tpx138776C0 | terminal=1 mode=1 ppolar=no | New Monitor.linhaPV_Tpx138776C0_power element=line.Tpx138776C0 terminal=1 mode=1 ppolar=no | New Monitor.linhaPV_Tpx138776C0_power element=line.Tpx138776C0 terminal=1 mode=1 ppolar=no
New Monitor.linhaPV_Tpx138796B0_power | element=line.Tpx138796B0 | terminal=1 mode=1 ppolar=no | New Monitor.linhaPV_Tpx138796B0_power element=line.Tpx138796B0 terminal=1 mode=1 ppolar=no | New Monitor.linhaPV_Tpx138796B0_power element=line.Tpx138796B0 terminal=1 mode=1 ppolar=no
New Monitor.linhaPV_Tpx138797B0_power | element=line.Tpx138797B0 | terminal=1 mode=1 ppolar=no | New Monitor.linhaPV_Tpx138797B0_power element=line.Tpx138797B0 terminal=1 mode=1 ppolar=no | New Monitor.linhaPV_Tpx138797B0_power element=line.Tpx138797B0 terminal=1 mode=1 ppolar=no
New Monitor.linhaPV_Tpx138798B0_power | element=line.Tpx138798B0 | terminal=1 mode=1 ppolar=no | New Monitor.linhaPV_Tpx138798B0_power element=line.Tpx138798B0 terminal=1 mode=1 ppolar=no | New Monitor.linhaPV_Tpx138798B0_power element=line.Tpx138798B0 terminal=1 mode=1 ppolar=no
New Monitor.linhaPV_Tpx157715B0_power | element=line.Tpx157715B0 | terminal=1 mode=1 ppolar=no | New Monitor.linhaPV_Tpx157715B0_power element=line.Tpx157715B0 terminal=1 mode=1 ppolar=no | New Monitor.linhaPV_Tpx157715B0_power element=line.Tpx157715B0 terminal=1 mode=1 ppolar=no
New Monitor.linhaPV_Tpx157716B0_power | element=line.Tpx157716B0 | terminal=1 mode=1 ppolar=no | New Monitor.linhaPV_Tpx157716B0_power element=line.Tpx157716B0 terminal=1 mode=1 ppolar=no | New Monitor.linhaPV_Tpx157716B0_power element=line.Tpx157716B0 terminal=1 mode=1 ppolar=no
New Monitor.linhaPV_Tpx157717B0_power | element=line.Tpx157717B0 | terminal=1 mode=1 ppolar=no | New Monitor.linhaPV_Tpx157717B0_power element=line.Tpx157717B0 terminal=1 mode=1 ppolar=no | New Monitor.linhaPV_Tpx157717B0_power element=line.Tpx157717B0 terminal=1 mode=1 ppolar=no
New Monitor.linhaPV_Tpx157718B0_power | element=line.Tpx157718B0 | terminal=1 mode=1 ppolar=no | New Monitor.linhaPV_Tpx157718B0_power element=line.Tpx157718B0 terminal=1 mode=1 ppolar=no | New Monitor.linhaPV_Tpx157718B0_power element=line.Tpx157718B0 terminal=1 mode=1 ppolar=no
New Monitor.linhaPV_Tpx207286C0_power | element=line.Tpx207286C0 | terminal=1 mode=1 ppolar=no | New Monitor.linhaPV_Tpx207286C0_power element=line.Tpx207286C0 terminal=1 mode=1 ppolar=no | New Monitor.linhaPV_Tpx207286C0_power element=line.Tpx207286C0 terminal=1 mode=1 ppolar=no
New Monitor.linhaPV_Tpx207287B0_power | element=line.Tpx207287B0 | terminal=1 mode=1 ppolar=no | New Monitor.linhaPV_Tpx207287B0_power element=line.Tpx207287B0 terminal=1 mode=1 ppolar=no | New Monitor.linhaPV_Tpx207287B0_power element=line.Tpx207287B0 terminal=1 mode=1 ppolar=no
New Monitor.linhaPV_Tpx207288B0_power | element=line.Tpx207288B0 | terminal=1 mode=1 ppolar=no | New Monitor.linhaPV_Tpx207288B0_power element=line.Tpx207288B0 terminal=1 mode=1 ppolar=no | New Monitor.linhaPV_Tpx207288B0_power element=line.Tpx207288B0 terminal=1 mode=1 ppolar=no
New Monitor.linhaPV_Tpx207290A0_power | element=line.Tpx207290A0 | terminal=1 mode=1 ppolar=no | New Monitor.linhaPV_Tpx207290A0_power element=line.Tpx207290A0 terminal=1 mode=1 ppolar=no | New Monitor.linhaPV_Tpx207290A0_power element=line.Tpx207290A0 terminal=1 mode=1 ppolar=no
New Monitor.linhaPV_Tpx207291C0_power | element=line.Tpx207291C0 | terminal=1 mode=1 ppolar=no | New Monitor.linhaPV_Tpx207291C0_power element=line.Tpx207291C0 terminal=1 mode=1 ppolar=no | New Monitor.linhaPV_Tpx207291C0_power element=line.Tpx207291C0 terminal=1 mode=1 ppolar=no
New Monitor.linhaPV_Tpx207292C0_power | element=line.Tpx207292C0 | terminal=1 mode=1 ppolar=no | New Monitor.linhaPV_Tpx207292C0_power element=line.Tpx207292C0 terminal=1 mode=1 ppolar=no | New Monitor.linhaPV_Tpx207292C0_power element=line.Tpx207292C0 terminal=1 mode=1 ppolar=no
New Monitor.linhaPV_Tpx218472A0_power | element=line.Tpx218472A0 | terminal=1 mode=1 ppolar=no | New Monitor.linhaPV_Tpx218472A0_power element=line.Tpx218472A0 terminal=1 mode=1 ppolar=no | New Monitor.linhaPV_Tpx218472A0_power element=line.Tpx218472A0 terminal=1 mode=1 ppolar=no
New Monitor.linhaPV_Tpx218473A0_power | element=line.Tpx218473A0 | terminal=1 mode=1 ppolar=no | New Monitor.linhaPV_Tpx218473A0_power element=line.Tpx218473A0 terminal=1 mode=1 ppolar=no | New Monitor.linhaPV_Tpx218473A0_power element=line.Tpx218473A0 terminal=1 mode=1 ppolar=no
New Monitor.linhaPV_Tpx218474A0_power | element=line.Tpx218474A0 | terminal=1 mode=1 ppolar=no | New Monitor.linhaPV_Tpx218474A0_power element=line.Tpx218474A0 terminal=1 mode=1 ppolar=no | New Monitor.linhaPV_Tpx218474A0_power element=line.Tpx218474A0 terminal=1 mode=1 ppolar=no
New Monitor.linhaPV_Tpx218475A0_power | element=line.Tpx218475A0 | terminal=1 mode=1 ppolar=no | New Monitor.linhaPV_Tpx218475A0_power element=line.Tpx218475A0 terminal=1 mode=1 ppolar=no | New Monitor.linhaPV_Tpx218475A0_power element=line.Tpx218475A0 terminal=1 mode=1 ppolar=no
New Monitor.linhaPV_Tpx223655C0_power | element=line.Tpx223655C0 | terminal=1 mode=1 ppolar=no | New Monitor.linhaPV_Tpx223655C0_power element=line.Tpx223655C0 terminal=1 mode=1 ppolar=no | New Monitor.linhaPV_Tpx223655C0_power element=line.Tpx223655C0 terminal=1 mode=1 ppolar=no
New Monitor.linhaPV_Tpx223658A0_power | element=line.Tpx223658A0 | terminal=1 mode=1 ppolar=no | New Monitor.linhaPV_Tpx223658A0_power element=line.Tpx223658A0 terminal=1 mode=1 ppolar=no | New Monitor.linhaPV_Tpx223658A0_power element=line.Tpx223658A0 terminal=1 mode=1 ppolar=no
New Monitor.linhaPV_Tpx223660C0_power | element=line.Tpx223660C0 | terminal=1 mode=1 ppolar=no | New Monitor.linhaPV_Tpx223660C0_power element=line.Tpx223660C0 terminal=1 mode=1 ppolar=no | New Monitor.linhaPV_Tpx223660C0_power element=line.Tpx223660C0 terminal=1 mode=1 ppolar=no
New Monitor.linhaPV_Tpx223661C0_power | element=line.Tpx223661C0 | terminal=1 mode=1 ppolar=no | New Monitor.linhaPV_Tpx223661C0_power element=line.Tpx223661C0 terminal=1 mode=1 ppolar=no | New Monitor.linhaPV_Tpx223661C0_power element=line.Tpx223661C0 terminal=1 mode=1 ppolar=no
New Monitor.linhaPV_Tpx223662C0_power | element=line.Tpx223662C0 | terminal=1 mode=1 ppolar=no | New Monitor.linhaPV_Tpx223662C0_power element=line.Tpx223662C0 terminal=1 mode=1 ppolar=no | New Monitor.linhaPV_Tpx223662C0_power element=line.Tpx223662C0 terminal=1 mode=1 ppolar=no
New Monitor.linhaPV_Tpx223663C0_power | element=line.Tpx223663C0 | terminal=1 mode=1 ppolar=no | New Monitor.linhaPV_Tpx223663C0_power element=line.Tpx223663C0 terminal=1 mode=1 ppolar=no | New Monitor.linhaPV_Tpx223663C0_power element=line.Tpx223663C0 terminal=1 mode=1 ppolar=no
New Monitor.linhaPV_Tpx247036C0_power | element=line.Tpx247036C0 | terminal=1 mode=1 ppolar=no | New Monitor.linhaPV_Tpx247036C0_power element=line.Tpx247036C0 terminal=1 mode=1 ppolar=no | New Monitor.linhaPV_Tpx247036C0_power element=line.Tpx247036C0 terminal=1 mode=1 ppolar=no
New Monitor.linhaPV_Tpx247056A0_power | element=line.Tpx247056A0 | terminal=1 mode=1 ppolar=no | New Monitor.linhaPV_Tpx247056A0_power element=line.Tpx247056A0 terminal=1 mode=1 ppolar=no | New Monitor.linhaPV_Tpx247056A0_power element=line.Tpx247056A0 terminal=1 mode=1 ppolar=no
New Monitor.linhaPV_Tpx247057A0_power | element=line.Tpx247057A0 | terminal=1 mode=1 ppolar=no | New Monitor.linhaPV_Tpx247057A0_power element=line.Tpx247057A0 terminal=1 mode=1 ppolar=no | New Monitor.linhaPV_Tpx247057A0_power element=line.Tpx247057A0 terminal=1 mode=1 ppolar=no
New Monitor.linhaPV_Tpx247058A0_power | element=line.Tpx247058A0 | terminal=1 mode=1 ppolar=no | New Monitor.linhaPV_Tpx247058A0_power element=line.Tpx247058A0 terminal=1 mode=1 ppolar=no | New Monitor.linhaPV_Tpx247058A0_power element=line.Tpx247058A0 terminal=1 mode=1 ppolar=no
New Monitor.linhaPV_Tpx247059A0_power | element=line.Tpx247059A0 | terminal=1 mode=1 ppolar=no | New Monitor.linhaPV_Tpx247059A0_power element=line.Tpx247059A0 terminal=1 mode=1 ppolar=no | New Monitor.linhaPV_Tpx247059A0_power element=line.Tpx247059A0 terminal=1 mode=1 ppolar=no
New Monitor.linhaPV_Tpx247060A0_power | element=line.Tpx247060A0 | terminal=1 mode=1 ppolar=no | New Monitor.linhaPV_Tpx247060A0_power element=line.Tpx247060A0 terminal=1 mode=1 ppolar=no | New Monitor.linhaPV_Tpx247060A0_power element=line.Tpx247060A0 terminal=1 mode=1 ppolar=no
New Monitor.linhaPV_Tpx247061A0_power | element=line.Tpx247061A0 | terminal=1 mode=1 ppolar=no | New Monitor.linhaPV_Tpx247061A0_power element=line.Tpx247061A0 terminal=1 mode=1 ppolar=no | New Monitor.linhaPV_Tpx247061A0_power element=line.Tpx247061A0 terminal=1 mode=1 ppolar=no
New Monitor.linhaPV_Tpx247084B0_power | element=line.Tpx247084B0 | terminal=1 mode=1 ppolar=no | New Monitor.linhaPV_Tpx247084B0_power element=line.Tpx247084B0 terminal=1 mode=1 ppolar=no | New Monitor.linhaPV_Tpx247084B0_power element=line.Tpx247084B0 terminal=1 mode=1 ppolar=no
New Monitor.linhaPV_Tpx247100B0_power | element=line.Tpx247100B0 | terminal=1 mode=1 ppolar=no | New Monitor.linhaPV_Tpx247100B0_power element=line.Tpx247100B0 terminal=1 mode=1 ppolar=no | New Monitor.linhaPV_Tpx247100B0_power element=line.Tpx247100B0 terminal=1 mode=1 ppolar=no
New Monitor.linhaPV_Tpx247105B0_power | element=line.Tpx247105B0 | terminal=1 mode=1 ppolar=no | New Monitor.linhaPV_Tpx247105B0_power element=line.Tpx247105B0 terminal=1 mode=1 ppolar=no | New Monitor.linhaPV_Tpx247105B0_power element=line.Tpx247105B0 terminal=1 mode=1 ppolar=no
New Monitor.linhaPV_Tpx247122B0_power | element=line.Tpx247122B0 | terminal=1 mode=1 ppolar=no | New Monitor.linhaPV_Tpx247122B0_power element=line.Tpx247122B0 terminal=1 mode=1 ppolar=no | New Monitor.linhaPV_Tpx247122B0_power element=line.Tpx247122B0 terminal=1 mode=1 ppolar=no
New Monitor.linhaPV_Tpx247126B0_power | element=line.Tpx247126B0 | terminal=1 mode=1 ppolar=no | New Monitor.linhaPV_Tpx247126B0_power element=line.Tpx247126B0 terminal=1 mode=1 ppolar=no | New Monitor.linhaPV_Tpx247126B0_power element=line.Tpx247126B0 terminal=1 mode=1 ppolar=no
New Monitor.linhaPV_Tpx247160B0_power | element=line.Tpx247160B0 | terminal=1 mode=1 ppolar=no | New Monitor.linhaPV_Tpx247160B0_power element=line.Tpx247160B0 terminal=1 mode=1 ppolar=no | New Monitor.linhaPV_Tpx247160B0_power element=line.Tpx247160B0 terminal=1 mode=1 ppolar=no
New Monitor.linhaPV_Tpx247162B0_power | element=line.Tpx247162B0 | terminal=1 mode=1 ppolar=no | New Monitor.linhaPV_Tpx247162B0_power element=line.Tpx247162B0 terminal=1 mode=1 ppolar=no | New Monitor.linhaPV_Tpx247162B0_power element=line.Tpx247162B0 terminal=1 mode=1 ppolar=no
New Monitor.linhaPV_Tpx247164B0_power | element=line.Tpx247164B0 | terminal=1 mode=1 ppolar=no | New Monitor.linhaPV_Tpx247164B0_power element=line.Tpx247164B0 terminal=1 mode=1 ppolar=no | New Monitor.linhaPV_Tpx247164B0_power element=line.Tpx247164B0 terminal=1 mode=1 ppolar=no
New Monitor.linhaPV_Tpx247170B0_power | element=line.Tpx247170B0 | terminal=1 mode=1 ppolar=no | New Monitor.linhaPV_Tpx247170B0_power element=line.Tpx247170B0 terminal=1 mode=1 ppolar=no | New Monitor.linhaPV_Tpx247170B0_power element=line.Tpx247170B0 terminal=1 mode=1 ppolar=no
New Monitor.linhaPV_Tpx247171B0_power | element=line.Tpx247171B0 | terminal=1 mode=1 ppolar=no | New Monitor.linhaPV_Tpx247171B0_power element=line.Tpx247171B0 terminal=1 mode=1 ppolar=no | New Monitor.linhaPV_Tpx247171B0_power element=line.Tpx247171B0 terminal=1 mode=1 ppolar=no
New Monitor.linhaPV_Tpx247184C0_power | element=line.Tpx247184C0 | terminal=1 mode=1 ppolar=no | New Monitor.linhaPV_Tpx247184C0_power element=line.Tpx247184C0 terminal=1 mode=1 ppolar=no | New Monitor.linhaPV_Tpx247184C0_power element=line.Tpx247184C0 terminal=1 mode=1 ppolar=no
New Monitor.linhaPV_Tpx247185B0_power | element=line.Tpx247185B0 | terminal=1 mode=1 ppolar=no | New Monitor.linhaPV_Tpx247185B0_power element=line.Tpx247185B0 terminal=1 mode=1 ppolar=no | New Monitor.linhaPV_Tpx247185B0_power element=line.Tpx247185B0 terminal=1 mode=1 ppolar=no
New Monitor.linhaPV_Tpx251828B0_power | element=line.Tpx251828B0 | terminal=1 mode=1 ppolar=no | New Monitor.linhaPV_Tpx251828B0_power element=line.Tpx251828B0 terminal=1 mode=1 ppolar=no | New Monitor.linhaPV_Tpx251828B0_power element=line.Tpx251828B0 terminal=1 mode=1 ppolar=no
New Monitor.linhaPV_Tpx251855C0_power | element=line.Tpx251855C0 | terminal=1 mode=1 ppolar=no | New Monitor.linhaPV_Tpx251855C0_power element=line.Tpx251855C0 terminal=1 mode=1 ppolar=no | New Monitor.linhaPV_Tpx251855C0_power element=line.Tpx251855C0 terminal=1 mode=1 ppolar=no
New Monitor.linhaPV_Tpx251856C0_power | element=line.Tpx251856C0 | terminal=1 mode=1 ppolar=no | New Monitor.linhaPV_Tpx251856C0_power element=line.Tpx251856C0 terminal=1 mode=1 ppolar=no | New Monitor.linhaPV_Tpx251856C0_power element=line.Tpx251856C0 terminal=1 mode=1 ppolar=no
New Monitor.linhaPV_Tpx251857C0_power | element=line.Tpx251857C0 | terminal=1 mode=1 ppolar=no | New Monitor.linhaPV_Tpx251857C0_power element=line.Tpx251857C0 terminal=1 mode=1 ppolar=no | New Monitor.linhaPV_Tpx251857C0_power element=line.Tpx251857C0 terminal=1 mode=1 ppolar=no
New Monitor.linhaPV_Tpx251858C0_power | element=line.Tpx251858C0 | terminal=1 mode=1 ppolar=no | New Monitor.linhaPV_Tpx251858C0_power element=line.Tpx251858C0 terminal=1 mode=1 ppolar=no | New Monitor.linhaPV_Tpx251858C0_power element=line.Tpx251858C0 terminal=1 mode=1 ppolar=no
New Monitor.linhaPV_Tpx251859C0_power | element=line.Tpx251859C0 | terminal=1 mode=1 ppolar=no | New Monitor.linhaPV_Tpx251859C0_power element=line.Tpx251859C0 terminal=1 mode=1 ppolar=no | New Monitor.linhaPV_Tpx251859C0_power element=line.Tpx251859C0 terminal=1 mode=1 ppolar=no
New Monitor.linhaPV_Tpx251862C0_power | element=line.Tpx251862C0 | terminal=1 mode=1 ppolar=no | New Monitor.linhaPV_Tpx251862C0_power element=line.Tpx251862C0 terminal=1 mode=1 ppolar=no | New Monitor.linhaPV_Tpx251862C0_power element=line.Tpx251862C0 terminal=1 mode=1 ppolar=no
New Monitor.linhaPV_Tpx251863C0_power | element=line.Tpx251863C0 | terminal=1 mode=1 ppolar=no | New Monitor.linhaPV_Tpx251863C0_power element=line.Tpx251863C0 terminal=1 mode=1 ppolar=no | New Monitor.linhaPV_Tpx251863C0_power element=line.Tpx251863C0 terminal=1 mode=1 ppolar=no
New Monitor.linhaPV_Tpx251865C0_power | element=line.Tpx251865C0 | terminal=1 mode=1 ppolar=no | New Monitor.linhaPV_Tpx251865C0_power element=line.Tpx251865C0 terminal=1 mode=1 ppolar=no | New Monitor.linhaPV_Tpx251865C0_power element=line.Tpx251865C0 terminal=1 mode=1 ppolar=no
New Monitor.linhaPV_Tpx251867C0_power | element=line.Tpx251867C0 | terminal=1 mode=1 ppolar=no | New Monitor.linhaPV_Tpx251867C0_power element=line.Tpx251867C0 terminal=1 mode=1 ppolar=no | New Monitor.linhaPV_Tpx251867C0_power element=line.Tpx251867C0 terminal=1 mode=1 ppolar=no
New Monitor.linhaPV_Tpx260457B0_power | element=line.Tpx260457B0 | terminal=1 mode=1 ppolar=no | New Monitor.linhaPV_Tpx260457B0_power element=line.Tpx260457B0 terminal=1 mode=1 ppolar=no | New Monitor.linhaPV_Tpx260457B0_power element=line.Tpx260457B0 terminal=1 mode=1 ppolar=no
New Monitor.linhaPV_Tpx260458B0_power | element=line.Tpx260458B0 | terminal=1 mode=1 ppolar=no | New Monitor.linhaPV_Tpx260458B0_power element=line.Tpx260458B0 terminal=1 mode=1 ppolar=no | New Monitor.linhaPV_Tpx260458B0_power element=line.Tpx260458B0 terminal=1 mode=1 ppolar=no
New Monitor.linhaPV_Tpx260461B0_power | element=line.Tpx260461B0 | terminal=1 mode=1 ppolar=no | New Monitor.linhaPV_Tpx260461B0_power element=line.Tpx260461B0 terminal=1 mode=1 ppolar=no | New Monitor.linhaPV_Tpx260461B0_power element=line.Tpx260461B0 terminal=1 mode=1 ppolar=no
New Monitor.linhaPV_Tpx260463B0_power | element=line.Tpx260463B0 | terminal=1 mode=1 ppolar=no | New Monitor.linhaPV_Tpx260463B0_power element=line.Tpx260463B0 terminal=1 mode=1 ppolar=no | New Monitor.linhaPV_Tpx260463B0_power element=line.Tpx260463B0 terminal=1 mode=1 ppolar=no
New Monitor.linhaPV_Tpx260464A0_power | element=line.Tpx260464A0 | terminal=1 mode=1 ppolar=no | New Monitor.linhaPV_Tpx260464A0_power element=line.Tpx260464A0 terminal=1 mode=1 ppolar=no | New Monitor.linhaPV_Tpx260464A0_power element=line.Tpx260464A0 terminal=1 mode=1 ppolar=no
New Monitor.linhaPV_Tpx260467A0_power | element=line.Tpx260467A0 | terminal=1 mode=1 ppolar=no | New Monitor.linhaPV_Tpx260467A0_power element=line.Tpx260467A0 terminal=1 mode=1 ppolar=no | New Monitor.linhaPV_Tpx260467A0_power element=line.Tpx260467A0 terminal=1 mode=1 ppolar=no
New Monitor.linhaPV_Tpx260473A0_power | element=line.Tpx260473A0 | terminal=1 mode=1 ppolar=no | New Monitor.linhaPV_Tpx260473A0_power element=line.Tpx260473A0 terminal=1 mode=1 ppolar=no | New Monitor.linhaPV_Tpx260473A0_power element=line.Tpx260473A0 terminal=1 mode=1 ppolar=no
New Monitor.linhaPV_Tpx260474A0_power | element=line.Tpx260474A0 | terminal=1 mode=1 ppolar=no | New Monitor.linhaPV_Tpx260474A0_power element=line.Tpx260474A0 terminal=1 mode=1 ppolar=no | New Monitor.linhaPV_Tpx260474A0_power element=line.Tpx260474A0 terminal=1 mode=1 ppolar=no
New Monitor.linhaPV_Tpx260475A0_power | element=line.Tpx260475A0 | terminal=1 mode=1 ppolar=no | New Monitor.linhaPV_Tpx260475A0_power element=line.Tpx260475A0 terminal=1 mode=1 ppolar=no | New Monitor.linhaPV_Tpx260475A0_power element=line.Tpx260475A0 terminal=1 mode=1 ppolar=no
New Monitor.linhaPV_Tpx260476A0_power | element=line.Tpx260476A0 | terminal=1 mode=1 ppolar=no | New Monitor.linhaPV_Tpx260476A0_power element=line.Tpx260476A0 terminal=1 mode=1 ppolar=no | New Monitor.linhaPV_Tpx260476A0_power element=line.Tpx260476A0 terminal=1 mode=1 ppolar=no
New Monitor.linhaPV_Tpx260479A0_power | element=line.Tpx260479A0 | terminal=1 mode=1 ppolar=no | New Monitor.linhaPV_Tpx260479A0_power element=line.Tpx260479A0 terminal=1 mode=1 ppolar=no | New Monitor.linhaPV_Tpx260479A0_power element=line.Tpx260479A0 terminal=1 mode=1 ppolar=no
New Monitor.linhaPV_Tpx260480C0_power | element=line.Tpx260480C0 | terminal=1 mode=1 ppolar=no | New Monitor.linhaPV_Tpx260480C0_power element=line.Tpx260480C0 terminal=1 mode=1 ppolar=no | New Monitor.linhaPV_Tpx260480C0_power element=line.Tpx260480C0 terminal=1 mode=1 ppolar=no
New Monitor.linhaPV_Tpx260481C0_power | element=line.Tpx260481C0 | terminal=1 mode=1 ppolar=no | New Monitor.linhaPV_Tpx260481C0_power element=line.Tpx260481C0 terminal=1 mode=1 ppolar=no | New Monitor.linhaPV_Tpx260481C0_power element=line.Tpx260481C0 terminal=1 mode=1 ppolar=no
New Monitor.linhaPV_Tpx260484A0_power | element=line.Tpx260484A0 | terminal=1 mode=1 ppolar=no | New Monitor.linhaPV_Tpx260484A0_power element=line.Tpx260484A0 terminal=1 mode=1 ppolar=no | New Monitor.linhaPV_Tpx260484A0_power element=line.Tpx260484A0 terminal=1 mode=1 ppolar=no
New Monitor.linhaPV_Tpx260487A0_power | element=line.Tpx260487A0 | terminal=1 mode=1 ppolar=no | New Monitor.linhaPV_Tpx260487A0_power element=line.Tpx260487A0 terminal=1 mode=1 ppolar=no | New Monitor.linhaPV_Tpx260487A0_power element=line.Tpx260487A0 terminal=1 mode=1 ppolar=no
New Monitor.linhaPV_Tpx260488A0_power | element=line.Tpx260488A0 | terminal=1 mode=1 ppolar=no | New Monitor.linhaPV_Tpx260488A0_power element=line.Tpx260488A0 terminal=1 mode=1 ppolar=no | New Monitor.linhaPV_Tpx260488A0_power element=line.Tpx260488A0 terminal=1 mode=1 ppolar=no
New Monitor.linhaPV_Tpx260491C0_power | element=line.Tpx260491C0 | terminal=1 mode=1 ppolar=no | New Monitor.linhaPV_Tpx260491C0_power element=line.Tpx260491C0 terminal=1 mode=1 ppolar=no | New Monitor.linhaPV_Tpx260491C0_power element=line.Tpx260491C0 terminal=1 mode=1 ppolar=no
New Monitor.linhaPV_Tpx260494B0_power | element=line.Tpx260494B0 | terminal=1 mode=1 ppolar=no | New Monitor.linhaPV_Tpx260494B0_power element=line.Tpx260494B0 terminal=1 mode=1 ppolar=no | New Monitor.linhaPV_Tpx260494B0_power element=line.Tpx260494B0 terminal=1 mode=1 ppolar=no
New Monitor.linhaPV_Tpx260495B0_power | element=line.Tpx260495B0 | terminal=1 mode=1 ppolar=no | New Monitor.linhaPV_Tpx260495B0_power element=line.Tpx260495B0 terminal=1 mode=1 ppolar=no | New Monitor.linhaPV_Tpx260495B0_power element=line.Tpx260495B0 terminal=1 mode=1 ppolar=no
New Monitor.linhaPV_Tpx260496B0_power | element=line.Tpx260496B0 | terminal=1 mode=1 ppolar=no | New Monitor.linhaPV_Tpx260496B0_power element=line.Tpx260496B0 terminal=1 mode=1 ppolar=no | New Monitor.linhaPV_Tpx260496B0_power element=line.Tpx260496B0 terminal=1 mode=1 ppolar=no
New Monitor.linhaPV_Tpx260500B0_power | element=line.Tpx260500B0 | terminal=1 mode=1 ppolar=no | New Monitor.linhaPV_Tpx260500B0_power element=line.Tpx260500B0 terminal=1 mode=1 ppolar=no | New Monitor.linhaPV_Tpx260500B0_power element=line.Tpx260500B0 terminal=1 mode=1 ppolar=no
New Monitor.linhaPV_Tpx260501B0_power | element=line.Tpx260501B0 | terminal=1 mode=1 ppolar=no | New Monitor.linhaPV_Tpx260501B0_power element=line.Tpx260501B0 terminal=1 mode=1 ppolar=no | New Monitor.linhaPV_Tpx260501B0_power element=line.Tpx260501B0 terminal=1 mode=1 ppolar=no
New Monitor.linhaPV_Tpx260502B0_power | element=line.Tpx260502B0 | terminal=1 mode=1 ppolar=no | New Monitor.linhaPV_Tpx260502B0_power element=line.Tpx260502B0 terminal=1 mode=1 ppolar=no | New Monitor.linhaPV_Tpx260502B0_power element=line.Tpx260502B0 terminal=1 mode=1 ppolar=no
New Monitor.linhaPV_Tpx260503B0_power | element=line.Tpx260503B0 | terminal=1 mode=1 ppolar=no | New Monitor.linhaPV_Tpx260503B0_power element=line.Tpx260503B0 terminal=1 mode=1 ppolar=no | New Monitor.linhaPV_Tpx260503B0_power element=line.Tpx260503B0 terminal=1 mode=1 ppolar=no
New Monitor.linhaPV_Tpx260505C0_power | element=line.Tpx260505C0 | terminal=1 mode=1 ppolar=no | New Monitor.linhaPV_Tpx260505C0_power element=line.Tpx260505C0 terminal=1 mode=1 ppolar=no | New Monitor.linhaPV_Tpx260505C0_power element=line.Tpx260505C0 terminal=1 mode=1 ppolar=no
New Monitor.linhaPV_Tpx260508A0_power | element=line.Tpx260508A0 | terminal=1 mode=1 ppolar=no | New Monitor.linhaPV_Tpx260508A0_power element=line.Tpx260508A0 terminal=1 mode=1 ppolar=no | New Monitor.linhaPV_Tpx260508A0_power element=line.Tpx260508A0 terminal=1 mode=1 ppolar=no
New Monitor.linhaPV_Tpx260511C0_power | element=line.Tpx260511C0 | terminal=1 mode=1 ppolar=no | New Monitor.linhaPV_Tpx260511C0_power element=line.Tpx260511C0 terminal=1 mode=1 ppolar=no | New Monitor.linhaPV_Tpx260511C0_power element=line.Tpx260511C0 terminal=1 mode=1 ppolar=no
New Monitor.linhaPV_Tpx260513C0_power | element=line.Tpx260513C0 | terminal=1 mode=1 ppolar=no | New Monitor.linhaPV_Tpx260513C0_power element=line.Tpx260513C0 terminal=1 mode=1 ppolar=no | New Monitor.linhaPV_Tpx260513C0_power element=line.Tpx260513C0 terminal=1 mode=1 ppolar=no
New Monitor.linhaPV_Tpx260514C0_power | element=line.Tpx260514C0 | terminal=1 mode=1 ppolar=no | New Monitor.linhaPV_Tpx260514C0_power element=line.Tpx260514C0 terminal=1 mode=1 ppolar=no | New Monitor.linhaPV_Tpx260514C0_power element=line.Tpx260514C0 terminal=1 mode=1 ppolar=no
New Monitor.linhaPV_Tpx260515A0_power | element=line.Tpx260515A0 | terminal=1 mode=1 ppolar=no | New Monitor.linhaPV_Tpx260515A0_power element=line.Tpx260515A0 terminal=1 mode=1 ppolar=no | New Monitor.linhaPV_Tpx260515A0_power element=line.Tpx260515A0 terminal=1 mode=1 ppolar=no
New Monitor.linhaPV_Tpx260517C0_power | element=line.Tpx260517C0 | terminal=1 mode=1 ppolar=no | New Monitor.linhaPV_Tpx260517C0_power element=line.Tpx260517C0 terminal=1 mode=1 ppolar=no | New Monitor.linhaPV_Tpx260517C0_power element=line.Tpx260517C0 terminal=1 mode=1 ppolar=no
New Monitor.linhaPV_Tpx260518C0_power | element=line.Tpx260518C0 | terminal=1 mode=1 ppolar=no | New Monitor.linhaPV_Tpx260518C0_power element=line.Tpx260518C0 terminal=1 mode=1 ppolar=no | New Monitor.linhaPV_Tpx260518C0_power element=line.Tpx260518C0 terminal=1 mode=1 ppolar=no
New Monitor.linhaPV_Tpx260520B0_power | element=line.Tpx260520B0 | terminal=1 mode=1 ppolar=no | New Monitor.linhaPV_Tpx260520B0_power element=line.Tpx260520B0 terminal=1 mode=1 ppolar=no | New Monitor.linhaPV_Tpx260520B0_power element=line.Tpx260520B0 terminal=1 mode=1 ppolar=no
New Monitor.linhaPV_Tpx260521B0_power | element=line.Tpx260521B0 | terminal=1 mode=1 ppolar=no | New Monitor.linhaPV_Tpx260521B0_power element=line.Tpx260521B0 terminal=1 mode=1 ppolar=no | New Monitor.linhaPV_Tpx260521B0_power element=line.Tpx260521B0 terminal=1 mode=1 ppolar=no
New Monitor.linhaPV_Tpx260527B0_power | element=line.Tpx260527B0 | terminal=1 mode=1 ppolar=no | New Monitor.linhaPV_Tpx260527B0_power element=line.Tpx260527B0 terminal=1 mode=1 ppolar=no | New Monitor.linhaPV_Tpx260527B0_power element=line.Tpx260527B0 terminal=1 mode=1 ppolar=no
New Monitor.linhaPV_Tpx260528C0_power | element=line.Tpx260528C0 | terminal=1 mode=1 ppolar=no | New Monitor.linhaPV_Tpx260528C0_power element=line.Tpx260528C0 terminal=1 mode=1 ppolar=no | New Monitor.linhaPV_Tpx260528C0_power element=line.Tpx260528C0 terminal=1 mode=1 ppolar=no
New Monitor.linhaPV_Tpx260529C0_power | element=line.Tpx260529C0 | terminal=1 mode=1 ppolar=no | New Monitor.linhaPV_Tpx260529C0_power element=line.Tpx260529C0 terminal=1 mode=1 ppolar=no | New Monitor.linhaPV_Tpx260529C0_power element=line.Tpx260529C0 terminal=1 mode=1 ppolar=no
New Monitor.linhaPV_Tpx260532C0_power | element=line.Tpx260532C0 | terminal=1 mode=1 ppolar=no | New Monitor.linhaPV_Tpx260532C0_power element=line.Tpx260532C0 terminal=1 mode=1 ppolar=no | New Monitor.linhaPV_Tpx260532C0_power element=line.Tpx260532C0 terminal=1 mode=1 ppolar=no
New Monitor.linhaPV_Tpx260535C0_power | element=line.Tpx260535C0 | terminal=1 mode=1 ppolar=no | New Monitor.linhaPV_Tpx260535C0_power element=line.Tpx260535C0 terminal=1 mode=1 ppolar=no | New Monitor.linhaPV_Tpx260535C0_power element=line.Tpx260535C0 terminal=1 mode=1 ppolar=no
New Monitor.linhaPV_Tpx260542A0_power | element=line.Tpx260542A0 | terminal=1 mode=1 ppolar=no | New Monitor.linhaPV_Tpx260542A0_power element=line.Tpx260542A0 terminal=1 mode=1 ppolar=no | New Monitor.linhaPV_Tpx260542A0_power element=line.Tpx260542A0 terminal=1 mode=1 ppolar=no
New Monitor.linhaPV_Tpx260543C0_power | element=line.Tpx260543C0 | terminal=1 mode=1 ppolar=no | New Monitor.linhaPV_Tpx260543C0_power element=line.Tpx260543C0 terminal=1 mode=1 ppolar=no | New Monitor.linhaPV_Tpx260543C0_power element=line.Tpx260543C0 terminal=1 mode=1 ppolar=no
New Monitor.linhaPV_Tpx260551C0_power | element=line.Tpx260551C0 | terminal=1 mode=1 ppolar=no | New Monitor.linhaPV_Tpx260551C0_power element=line.Tpx260551C0 terminal=1 mode=1 ppolar=no | New Monitor.linhaPV_Tpx260551C0_power element=line.Tpx260551C0 terminal=1 mode=1 ppolar=no
New Monitor.linhaPV_Tpx260552A0_power | element=line.Tpx260552A0 | terminal=1 mode=1 ppolar=no | New Monitor.linhaPV_Tpx260552A0_power element=line.Tpx260552A0 terminal=1 mode=1 ppolar=no | New Monitor.linhaPV_Tpx260552A0_power element=line.Tpx260552A0 terminal=1 mode=1 ppolar=no
New Monitor.linhaPV_Tpx260553C0_power | element=line.Tpx260553C0 | terminal=1 mode=1 ppolar=no | New Monitor.linhaPV_Tpx260553C0_power element=line.Tpx260553C0 terminal=1 mode=1 ppolar=no | New Monitor.linhaPV_Tpx260553C0_power element=line.Tpx260553C0 terminal=1 mode=1 ppolar=no
New Monitor.linhaPV_Tpx260554C0_power | element=line.Tpx260554C0 | terminal=1 mode=1 ppolar=no | New Monitor.linhaPV_Tpx260554C0_power element=line.Tpx260554C0 terminal=1 mode=1 ppolar=no | New Monitor.linhaPV_Tpx260554C0_power element=line.Tpx260554C0 terminal=1 mode=1 ppolar=no
New Monitor.linhaPV_Tpx260555A0_power | element=line.Tpx260555A0 | terminal=1 mode=1 ppolar=no | New Monitor.linhaPV_Tpx260555A0_power element=line.Tpx260555A0 terminal=1 mode=1 ppolar=no | New Monitor.linhaPV_Tpx260555A0_power element=line.Tpx260555A0 terminal=1 mode=1 ppolar=no
New Monitor.linhaPV_Tpx260558C0_power | element=line.Tpx260558C0 | terminal=1 mode=1 ppolar=no | New Monitor.linhaPV_Tpx260558C0_power element=line.Tpx260558C0 terminal=1 mode=1 ppolar=no | New Monitor.linhaPV_Tpx260558C0_power element=line.Tpx260558C0 terminal=1 mode=1 ppolar=no
New Monitor.linhaPV_Tpx260561C0_power | element=line.Tpx260561C0 | terminal=1 mode=1 ppolar=no | New Monitor.linhaPV_Tpx260561C0_power element=line.Tpx260561C0 terminal=1 mode=1 ppolar=no | New Monitor.linhaPV_Tpx260561C0_power element=line.Tpx260561C0 terminal=1 mode=1 ppolar=no
New Monitor.linhaPV_Tpx260562A0_power | element=line.Tpx260562A0 | terminal=1 mode=1 ppolar=no | New Monitor.linhaPV_Tpx260562A0_power element=line.Tpx260562A0 terminal=1 mode=1 ppolar=no | New Monitor.linhaPV_Tpx260562A0_power element=line.Tpx260562A0 terminal=1 mode=1 ppolar=no
New Monitor.linhaPV_Tpx260567C0_power | element=line.Tpx260567C0 | terminal=1 mode=1 ppolar=no | New Monitor.linhaPV_Tpx260567C0_power element=line.Tpx260567C0 terminal=1 mode=1 ppolar=no | New Monitor.linhaPV_Tpx260567C0_power element=line.Tpx260567C0 terminal=1 mode=1 ppolar=no
New Monitor.linhaPV_Tpx260568C0_power | element=line.Tpx260568C0 | terminal=1 mode=1 ppolar=no | New Monitor.linhaPV_Tpx260568C0_power element=line.Tpx260568C0 terminal=1 mode=1 ppolar=no | New Monitor.linhaPV_Tpx260568C0_power element=line.Tpx260568C0 terminal=1 mode=1 ppolar=no
New Monitor.linhaPV_Tpx260569C0_power | element=line.Tpx260569C0 | terminal=1 mode=1 ppolar=no | New Monitor.linhaPV_Tpx260569C0_power element=line.Tpx260569C0 terminal=1 mode=1 ppolar=no | New Monitor.linhaPV_Tpx260569C0_power element=line.Tpx260569C0 terminal=1 mode=1 ppolar=no
New Monitor.linhaPV_Tpx260572C0_power | element=line.Tpx260572C0 | terminal=1 mode=1 ppolar=no | New Monitor.linhaPV_Tpx260572C0_power element=line.Tpx260572C0 terminal=1 mode=1 ppolar=no | New Monitor.linhaPV_Tpx260572C0_power element=line.Tpx260572C0 terminal=1 mode=1 ppolar=no
New Monitor.linhaPV_Tpx260573C0_power | element=line.Tpx260573C0 | terminal=1 mode=1 ppolar=no | New Monitor.linhaPV_Tpx260573C0_power element=line.Tpx260573C0 terminal=1 mode=1 ppolar=no | New Monitor.linhaPV_Tpx260573C0_power element=line.Tpx260573C0 terminal=1 mode=1 ppolar=no
New Monitor.linhaPV_Tpx260574C0_power | element=line.Tpx260574C0 | terminal=1 mode=1 ppolar=no | New Monitor.linhaPV_Tpx260574C0_power element=line.Tpx260574C0 terminal=1 mode=1 ppolar=no | New Monitor.linhaPV_Tpx260574C0_power element=line.Tpx260574C0 terminal=1 mode=1 ppolar=no
New Monitor.linhaPV_Tpx260575B0_power | element=line.Tpx260575B0 | terminal=1 mode=1 ppolar=no | New Monitor.linhaPV_Tpx260575B0_power element=line.Tpx260575B0 terminal=1 mode=1 ppolar=no | New Monitor.linhaPV_Tpx260575B0_power element=line.Tpx260575B0 terminal=1 mode=1 ppolar=no
New Monitor.linhaPV_Tpx260576C0_power | element=line.Tpx260576C0 | terminal=1 mode=1 ppolar=no | New Monitor.linhaPV_Tpx260576C0_power element=line.Tpx260576C0 terminal=1 mode=1 ppolar=no | New Monitor.linhaPV_Tpx260576C0_power element=line.Tpx260576C0 terminal=1 mode=1 ppolar=no
New Monitor.linhaPV_Tpx260577C0_power | element=line.Tpx260577C0 | terminal=1 mode=1 ppolar=no | New Monitor.linhaPV_Tpx260577C0_power element=line.Tpx260577C0 terminal=1 mode=1 ppolar=no | New Monitor.linhaPV_Tpx260577C0_power element=line.Tpx260577C0 terminal=1 mode=1 ppolar=no
New Monitor.linhaPV_Tpx260581C0_power | element=line.Tpx260581C0 | terminal=1 mode=1 ppolar=no | New Monitor.linhaPV_Tpx260581C0_power element=line.Tpx260581C0 terminal=1 mode=1 ppolar=no | New Monitor.linhaPV_Tpx260581C0_power element=line.Tpx260581C0 terminal=1 mode=1 ppolar=no
New Monitor.linhaPV_Tpx260586B0_power | element=line.Tpx260586B0 | terminal=1 mode=1 ppolar=no | New Monitor.linhaPV_Tpx260586B0_power element=line.Tpx260586B0 terminal=1 mode=1 ppolar=no | New Monitor.linhaPV_Tpx260586B0_power element=line.Tpx260586B0 terminal=1 mode=1 ppolar=no
New Monitor.linhaPV_Tpx260589B0_power | element=line.Tpx260589B0 | terminal=1 mode=1 ppolar=no | New Monitor.linhaPV_Tpx260589B0_power element=line.Tpx260589B0 terminal=1 mode=1 ppolar=no | New Monitor.linhaPV_Tpx260589B0_power element=line.Tpx260589B0 terminal=1 mode=1 ppolar=no
New Monitor.linhaPV_Tpx260590B0_power | element=line.Tpx260590B0 | terminal=1 mode=1 ppolar=no | New Monitor.linhaPV_Tpx260590B0_power element=line.Tpx260590B0 terminal=1 mode=1 ppolar=no | New Monitor.linhaPV_Tpx260590B0_power element=line.Tpx260590B0 terminal=1 mode=1 ppolar=no
New Monitor.linhaPV_Tpx260591B0_power | element=line.Tpx260591B0 | terminal=1 mode=1 ppolar=no | New Monitor.linhaPV_Tpx260591B0_power element=line.Tpx260591B0 terminal=1 mode=1 ppolar=no | New Monitor.linhaPV_Tpx260591B0_power element=line.Tpx260591B0 terminal=1 mode=1 ppolar=no
New Monitor.linhaPV_Tpx260594A0_power | element=line.Tpx260594A0 | terminal=1 mode=1 ppolar=no | New Monitor.linhaPV_Tpx260594A0_power element=line.Tpx260594A0 terminal=1 mode=1 ppolar=no | New Monitor.linhaPV_Tpx260594A0_power element=line.Tpx260594A0 terminal=1 mode=1 ppolar=no
New Monitor.linhaPV_Tpx260595A0_power | element=line.Tpx260595A0 | terminal=1 mode=1 ppolar=no | New Monitor.linhaPV_Tpx260595A0_power element=line.Tpx260595A0 terminal=1 mode=1 ppolar=no | New Monitor.linhaPV_Tpx260595A0_power element=line.Tpx260595A0 terminal=1 mode=1 ppolar=no
New Monitor.linhaPV_Tpx260595B0_power | element=line.Tpx260595B0 | terminal=1 mode=1 ppolar=no | New Monitor.linhaPV_Tpx260595B0_power element=line.Tpx260595B0 terminal=1 mode=1 ppolar=no | New Monitor.linhaPV_Tpx260595B0_power element=line.Tpx260595B0 terminal=1 mode=1 ppolar=no
New Monitor.linhaPV_Tpx260595C0_power | element=line.Tpx260595C0 | terminal=1 mode=1 ppolar=no | New Monitor.linhaPV_Tpx260595C0_power element=line.Tpx260595C0 terminal=1 mode=1 ppolar=no | New Monitor.linhaPV_Tpx260595C0_power element=line.Tpx260595C0 terminal=1 mode=1 ppolar=no
New Monitor.linhaPV_Tpx260598A0_power | element=line.Tpx260598A0 | terminal=1 mode=1 ppolar=no | New Monitor.linhaPV_Tpx260598A0_power element=line.Tpx260598A0 terminal=1 mode=1 ppolar=no | New Monitor.linhaPV_Tpx260598A0_power element=line.Tpx260598A0 terminal=1 mode=1 ppolar=no
New Monitor.linhaPV_Tpx260601C0_power | element=line.Tpx260601C0 | terminal=1 mode=1 ppolar=no | New Monitor.linhaPV_Tpx260601C0_power element=line.Tpx260601C0 terminal=1 mode=1 ppolar=no | New Monitor.linhaPV_Tpx260601C0_power element=line.Tpx260601C0 terminal=1 mode=1 ppolar=no
New Monitor.linhaPV_Tpx260602B0_power | element=line.Tpx260602B0 | terminal=1 mode=1 ppolar=no | New Monitor.linhaPV_Tpx260602B0_power element=line.Tpx260602B0 terminal=1 mode=1 ppolar=no | New Monitor.linhaPV_Tpx260602B0_power element=line.Tpx260602B0 terminal=1 mode=1 ppolar=no
New Monitor.linhaPV_Tpx260605A0_power | element=line.Tpx260605A0 | terminal=1 mode=1 ppolar=no | New Monitor.linhaPV_Tpx260605A0_power element=line.Tpx260605A0 terminal=1 mode=1 ppolar=no | New Monitor.linhaPV_Tpx260605A0_power element=line.Tpx260605A0 terminal=1 mode=1 ppolar=no
New Monitor.linhaPV_Tpx260607B0_power | element=line.Tpx260607B0 | terminal=1 mode=1 ppolar=no | New Monitor.linhaPV_Tpx260607B0_power element=line.Tpx260607B0 terminal=1 mode=1 ppolar=no | New Monitor.linhaPV_Tpx260607B0_power element=line.Tpx260607B0 terminal=1 mode=1 ppolar=no
New Monitor.linhaPV_Tpx260620C0_power | element=line.Tpx260620C0 | terminal=1 mode=1 ppolar=no | New Monitor.linhaPV_Tpx260620C0_power element=line.Tpx260620C0 terminal=1 mode=1 ppolar=no | New Monitor.linhaPV_Tpx260620C0_power element=line.Tpx260620C0 terminal=1 mode=1 ppolar=no
New Monitor.linhaPV_Tpx260621C0_power | element=line.Tpx260621C0 | terminal=1 mode=1 ppolar=no | New Monitor.linhaPV_Tpx260621C0_power element=line.Tpx260621C0 terminal=1 mode=1 ppolar=no | New Monitor.linhaPV_Tpx260621C0_power element=line.Tpx260621C0 terminal=1 mode=1 ppolar=no
New Monitor.linhaPV_Tpx260622C0_power | element=line.Tpx260622C0 | terminal=1 mode=1 ppolar=no | New Monitor.linhaPV_Tpx260622C0_power element=line.Tpx260622C0 terminal=1 mode=1 ppolar=no | New Monitor.linhaPV_Tpx260622C0_power element=line.Tpx260622C0 terminal=1 mode=1 ppolar=no
New Monitor.linhaPV_Tpx260624C0_power | element=line.Tpx260624C0 | terminal=1 mode=1 ppolar=no | New Monitor.linhaPV_Tpx260624C0_power element=line.Tpx260624C0 terminal=1 mode=1 ppolar=no | New Monitor.linhaPV_Tpx260624C0_power element=line.Tpx260624C0 terminal=1 mode=1 ppolar=no
New Monitor.linhaPV_Tpx260625C0_power | element=line.Tpx260625C0 | terminal=1 mode=1 ppolar=no | New Monitor.linhaPV_Tpx260625C0_power element=line.Tpx260625C0 terminal=1 mode=1 ppolar=no | New Monitor.linhaPV_Tpx260625C0_power element=line.Tpx260625C0 terminal=1 mode=1 ppolar=no
New Monitor.linhaPV_Tpx260627A0_power | element=line.Tpx260627A0 | terminal=1 mode=1 ppolar=no | New Monitor.linhaPV_Tpx260627A0_power element=line.Tpx260627A0 terminal=1 mode=1 ppolar=no | New Monitor.linhaPV_Tpx260627A0_power element=line.Tpx260627A0 terminal=1 mode=1 ppolar=no
New Monitor.linhaPV_Tpx260630B0_power | element=line.Tpx260630B0 | terminal=1 mode=1 ppolar=no | New Monitor.linhaPV_Tpx260630B0_power element=line.Tpx260630B0 terminal=1 mode=1 ppolar=no | New Monitor.linhaPV_Tpx260630B0_power element=line.Tpx260630B0 terminal=1 mode=1 ppolar=no
New Monitor.linhaPV_Tpx260631A0_power | element=line.Tpx260631A0 | terminal=1 mode=1 ppolar=no | New Monitor.linhaPV_Tpx260631A0_power element=line.Tpx260631A0 terminal=1 mode=1 ppolar=no | New Monitor.linhaPV_Tpx260631A0_power element=line.Tpx260631A0 terminal=1 mode=1 ppolar=no
New Monitor.linhaPV_Tpx260632A0_power | element=line.Tpx260632A0 | terminal=1 mode=1 ppolar=no | New Monitor.linhaPV_Tpx260632A0_power element=line.Tpx260632A0 terminal=1 mode=1 ppolar=no | New Monitor.linhaPV_Tpx260632A0_power element=line.Tpx260632A0 terminal=1 mode=1 ppolar=no
New Monitor.linhaPV_Tpx260634A0_power | element=line.Tpx260634A0 | terminal=1 mode=1 ppolar=no | New Monitor.linhaPV_Tpx260634A0_power element=line.Tpx260634A0 terminal=1 mode=1 ppolar=no | New Monitor.linhaPV_Tpx260634A0_power element=line.Tpx260634A0 terminal=1 mode=1 ppolar=no
New Monitor.linhaPV_Tpx260637C0_power | element=line.Tpx260637C0 | terminal=1 mode=1 ppolar=no | New Monitor.linhaPV_Tpx260637C0_power element=line.Tpx260637C0 terminal=1 mode=1 ppolar=no | New Monitor.linhaPV_Tpx260637C0_power element=line.Tpx260637C0 terminal=1 mode=1 ppolar=no
New Monitor.linhaPV_Tpx260638C0_power | element=line.Tpx260638C0 | terminal=1 mode=1 ppolar=no | New Monitor.linhaPV_Tpx260638C0_power element=line.Tpx260638C0 terminal=1 mode=1 ppolar=no | New Monitor.linhaPV_Tpx260638C0_power element=line.Tpx260638C0 terminal=1 mode=1 ppolar=no
New Monitor.linhaPV_Tpx260639C0_power | element=line.Tpx260639C0 | terminal=1 mode=1 ppolar=no | New Monitor.linhaPV_Tpx260639C0_power element=line.Tpx260639C0 terminal=1 mode=1 ppolar=no | New Monitor.linhaPV_Tpx260639C0_power element=line.Tpx260639C0 terminal=1 mode=1 ppolar=no
New Monitor.linhaPV_Tpx260640C0_power | element=line.Tpx260640C0 | terminal=1 mode=1 ppolar=no | New Monitor.linhaPV_Tpx260640C0_power element=line.Tpx260640C0 terminal=1 mode=1 ppolar=no | New Monitor.linhaPV_Tpx260640C0_power element=line.Tpx260640C0 terminal=1 mode=1 ppolar=no
New Monitor.linhaPV_Tpx260641B0_power | element=line.Tpx260641B0 | terminal=1 mode=1 ppolar=no | New Monitor.linhaPV_Tpx260641B0_power element=line.Tpx260641B0 terminal=1 mode=1 ppolar=no | New Monitor.linhaPV_Tpx260641B0_power element=line.Tpx260641B0 terminal=1 mode=1 ppolar=no
New Monitor.linhaPV_Tpx260643A0_power | element=line.Tpx260643A0 | terminal=1 mode=1 ppolar=no | New Monitor.linhaPV_Tpx260643A0_power element=line.Tpx260643A0 terminal=1 mode=1 ppolar=no | New Monitor.linhaPV_Tpx260643A0_power element=line.Tpx260643A0 terminal=1 mode=1 ppolar=no
New Monitor.linhaPV_Tpx260647A0_power | element=line.Tpx260647A0 | terminal=1 mode=1 ppolar=no | New Monitor.linhaPV_Tpx260647A0_power element=line.Tpx260647A0 terminal=1 mode=1 ppolar=no | New Monitor.linhaPV_Tpx260647A0_power element=line.Tpx260647A0 terminal=1 mode=1 ppolar=no
New Monitor.linhaPV_Tpx260648A0_power | element=line.Tpx260648A0 | terminal=1 mode=1 ppolar=no | New Monitor.linhaPV_Tpx260648A0_power element=line.Tpx260648A0 terminal=1 mode=1 ppolar=no | New Monitor.linhaPV_Tpx260648A0_power element=line.Tpx260648A0 terminal=1 mode=1 ppolar=no
New Monitor.linhaPV_Tpx260650A0_power | element=line.Tpx260650A0 | terminal=1 mode=1 ppolar=no | New Monitor.linhaPV_Tpx260650A0_power element=line.Tpx260650A0 terminal=1 mode=1 ppolar=no | New Monitor.linhaPV_Tpx260650A0_power element=line.Tpx260650A0 terminal=1 mode=1 ppolar=no
New Monitor.linhaPV_Tpx262075C0_power | element=line.Tpx262075C0 | terminal=1 mode=1 ppolar=no | New Monitor.linhaPV_Tpx262075C0_power element=line.Tpx262075C0 terminal=1 mode=1 ppolar=no | New Monitor.linhaPV_Tpx262075C0_power element=line.Tpx262075C0 terminal=1 mode=1 ppolar=no
New Monitor.linhaPV_Tpx274903C0_power | element=line.Tpx274903C0 | terminal=1 mode=1 ppolar=no | New Monitor.linhaPV_Tpx274903C0_power element=line.Tpx274903C0 terminal=1 mode=1 ppolar=no | New Monitor.linhaPV_Tpx274903C0_power element=line.Tpx274903C0 terminal=1 mode=1 ppolar=no
New Monitor.linhaPV_Tpx274985C0_power | element=line.Tpx274985C0 | terminal=1 mode=1 ppolar=no | New Monitor.linhaPV_Tpx274985C0_power element=line.Tpx274985C0 terminal=1 mode=1 ppolar=no | New Monitor.linhaPV_Tpx274985C0_power element=line.Tpx274985C0 terminal=1 mode=1 ppolar=no
New Monitor.linhaPV_Tpx274986C0_power | element=line.Tpx274986C0 | terminal=1 mode=1 ppolar=no | New Monitor.linhaPV_Tpx274986C0_power element=line.Tpx274986C0 terminal=1 mode=1 ppolar=no | New Monitor.linhaPV_Tpx274986C0_power element=line.Tpx274986C0 terminal=1 mode=1 ppolar=no
New Monitor.linhaPV_Tpx274987C0_power | element=line.Tpx274987C0 | terminal=1 mode=1 ppolar=no | New Monitor.linhaPV_Tpx274987C0_power element=line.Tpx274987C0 terminal=1 mode=1 ppolar=no | New Monitor.linhaPV_Tpx274987C0_power element=line.Tpx274987C0 terminal=1 mode=1 ppolar=no
New Monitor.linhaPV_Tpx274988C0_power | element=line.Tpx274988C0 | terminal=1 mode=1 ppolar=no | New Monitor.linhaPV_Tpx274988C0_power element=line.Tpx274988C0 terminal=1 mode=1 ppolar=no | New Monitor.linhaPV_Tpx274988C0_power element=line.Tpx274988C0 terminal=1 mode=1 ppolar=no
New Monitor.linhaPV_Tpx274992C0_power | element=line.Tpx274992C0 | terminal=1 mode=1 ppolar=no | New Monitor.linhaPV_Tpx274992C0_power element=line.Tpx274992C0 terminal=1 mode=1 ppolar=no | New Monitor.linhaPV_Tpx274992C0_power element=line.Tpx274992C0 terminal=1 mode=1 ppolar=no
New Monitor.linhaPV_Tpx274994C0_power | element=line.Tpx274994C0 | terminal=1 mode=1 ppolar=no | New Monitor.linhaPV_Tpx274994C0_power element=line.Tpx274994C0 terminal=1 mode=1 ppolar=no | New Monitor.linhaPV_Tpx274994C0_power element=line.Tpx274994C0 terminal=1 mode=1 ppolar=no
New Monitor.linhaPV_Tpx274997C0_power | element=line.Tpx274997C0 | terminal=1 mode=1 ppolar=no | New Monitor.linhaPV_Tpx274997C0_power element=line.Tpx274997C0 terminal=1 mode=1 ppolar=no | New Monitor.linhaPV_Tpx274997C0_power element=line.Tpx274997C0 terminal=1 mode=1 ppolar=no
New Monitor.linhaPV_Tpx274999C0_power | element=line.Tpx274999C0 | terminal=1 mode=1 ppolar=no | New Monitor.linhaPV_Tpx274999C0_power element=line.Tpx274999C0 terminal=1 mode=1 ppolar=no | New Monitor.linhaPV_Tpx274999C0_power element=line.Tpx274999C0 terminal=1 mode=1 ppolar=no
New Monitor.linhaPV_Tpx275000C0_power | element=line.Tpx275000C0 | terminal=1 mode=1 ppolar=no | New Monitor.linhaPV_Tpx275000C0_power element=line.Tpx275000C0 terminal=1 mode=1 ppolar=no | New Monitor.linhaPV_Tpx275000C0_power element=line.Tpx275000C0 terminal=1 mode=1 ppolar=no
New Monitor.linhaPV_Tpx275001C0_power | element=line.Tpx275001C0 | terminal=1 mode=1 ppolar=no | New Monitor.linhaPV_Tpx275001C0_power element=line.Tpx275001C0 terminal=1 mode=1 ppolar=no | New Monitor.linhaPV_Tpx275001C0_power element=line.Tpx275001C0 terminal=1 mode=1 ppolar=no
New Monitor.linhaPV_Tpx275002C0_power | element=line.Tpx275002C0 | terminal=1 mode=1 ppolar=no | New Monitor.linhaPV_Tpx275002C0_power element=line.Tpx275002C0 terminal=1 mode=1 ppolar=no | New Monitor.linhaPV_Tpx275002C0_power element=line.Tpx275002C0 terminal=1 mode=1 ppolar=no
New Monitor.linhaPV_Tpx275007C0_power | element=line.Tpx275007C0 | terminal=1 mode=1 ppolar=no | New Monitor.linhaPV_Tpx275007C0_power element=line.Tpx275007C0 terminal=1 mode=1 ppolar=no | New Monitor.linhaPV_Tpx275007C0_power element=line.Tpx275007C0 terminal=1 mode=1 ppolar=no
New Monitor.linhaPV_Tpx275008C0_power | element=line.Tpx275008C0 | terminal=1 mode=1 ppolar=no | New Monitor.linhaPV_Tpx275008C0_power element=line.Tpx275008C0 terminal=1 mode=1 ppolar=no | New Monitor.linhaPV_Tpx275008C0_power element=line.Tpx275008C0 terminal=1 mode=1 ppolar=no
New Monitor.linhaPV_Tpx275247B0_power | element=line.Tpx275247B0 | terminal=1 mode=1 ppolar=no | New Monitor.linhaPV_Tpx275247B0_power element=line.Tpx275247B0 terminal=1 mode=1 ppolar=no | New Monitor.linhaPV_Tpx275247B0_power element=line.Tpx275247B0 terminal=1 mode=1 ppolar=no
New Monitor.linhaPV_Tpx275248B0_power | element=line.Tpx275248B0 | terminal=1 mode=1 ppolar=no | New Monitor.linhaPV_Tpx275248B0_power element=line.Tpx275248B0 terminal=1 mode=1 ppolar=no | New Monitor.linhaPV_Tpx275248B0_power element=line.Tpx275248B0 terminal=1 mode=1 ppolar=no
New Monitor.linhaPV_Tpx293422C0_power | element=line.Tpx293422C0 | terminal=1 mode=1 ppolar=no | New Monitor.linhaPV_Tpx293422C0_power element=line.Tpx293422C0 terminal=1 mode=1 ppolar=no | New Monitor.linhaPV_Tpx293422C0_power element=line.Tpx293422C0 terminal=1 mode=1 ppolar=no
New Monitor.linhaPV_Tpx293423B0_power | element=line.Tpx293423B0 | terminal=1 mode=1 ppolar=no | New Monitor.linhaPV_Tpx293423B0_power element=line.Tpx293423B0 terminal=1 mode=1 ppolar=no | New Monitor.linhaPV_Tpx293423B0_power element=line.Tpx293423B0 terminal=1 mode=1 ppolar=no
New Monitor.linhaPV_Tpx293424C0_power | element=line.Tpx293424C0 | terminal=1 mode=1 ppolar=no | New Monitor.linhaPV_Tpx293424C0_power element=line.Tpx293424C0 terminal=1 mode=1 ppolar=no | New Monitor.linhaPV_Tpx293424C0_power element=line.Tpx293424C0 terminal=1 mode=1 ppolar=no
New Monitor.linhaPV_Tpx293425A0_power | element=line.Tpx293425A0 | terminal=1 mode=1 ppolar=no | New Monitor.linhaPV_Tpx293425A0_power element=line.Tpx293425A0 terminal=1 mode=1 ppolar=no | New Monitor.linhaPV_Tpx293425A0_power element=line.Tpx293425A0 terminal=1 mode=1 ppolar=no
New Monitor.linhaPV_Tpx293427C0_power | element=line.Tpx293427C0 | terminal=1 mode=1 ppolar=no | New Monitor.linhaPV_Tpx293427C0_power element=line.Tpx293427C0 terminal=1 mode=1 ppolar=no | New Monitor.linhaPV_Tpx293427C0_power element=line.Tpx293427C0 terminal=1 mode=1 ppolar=no
New Monitor.linhaPV_Tpx293471A0_power | element=line.Tpx293471A0 | terminal=1 mode=1 ppolar=no | New Monitor.linhaPV_Tpx293471A0_power element=line.Tpx293471A0 terminal=1 mode=1 ppolar=no | New Monitor.linhaPV_Tpx293471A0_power element=line.Tpx293471A0 terminal=1 mode=1 ppolar=no
New Monitor.linhaPV_Tpx293471B0_power | element=line.Tpx293471B0 | terminal=1 mode=1 ppolar=no | New Monitor.linhaPV_Tpx293471B0_power element=line.Tpx293471B0 terminal=1 mode=1 ppolar=no | New Monitor.linhaPV_Tpx293471B0_power element=line.Tpx293471B0 terminal=1 mode=1 ppolar=no
New Monitor.linhaPV_Tpx293471C0_power | element=line.Tpx293471C0 | terminal=1 mode=1 ppolar=no | New Monitor.linhaPV_Tpx293471C0_power element=line.Tpx293471C0 terminal=1 mode=1 ppolar=no | New Monitor.linhaPV_Tpx293471C0_power element=line.Tpx293471C0 terminal=1 mode=1 ppolar=no
New Monitor.linhaPV_Tpx293480A0_power | element=line.Tpx293480A0 | terminal=1 mode=1 ppolar=no | New Monitor.linhaPV_Tpx293480A0_power element=line.Tpx293480A0 terminal=1 mode=1 ppolar=no | New Monitor.linhaPV_Tpx293480A0_power element=line.Tpx293480A0 terminal=1 mode=1 ppolar=no
New Monitor.linhaPV_Tpx293483A0_power | element=line.Tpx293483A0 | terminal=1 mode=1 ppolar=no | New Monitor.linhaPV_Tpx293483A0_power element=line.Tpx293483A0 terminal=1 mode=1 ppolar=no | New Monitor.linhaPV_Tpx293483A0_power element=line.Tpx293483A0 terminal=1 mode=1 ppolar=no
New Monitor.linhaPV_Tpx293486C0_power | element=line.Tpx293486C0 | terminal=1 mode=1 ppolar=no | New Monitor.linhaPV_Tpx293486C0_power element=line.Tpx293486C0 terminal=1 mode=1 ppolar=no | New Monitor.linhaPV_Tpx293486C0_power element=line.Tpx293486C0 terminal=1 mode=1 ppolar=no
New Monitor.linhaPV_Tpx293487B0_power | element=line.Tpx293487B0 | terminal=1 mode=1 ppolar=no | New Monitor.linhaPV_Tpx293487B0_power element=line.Tpx293487B0 terminal=1 mode=1 ppolar=no | New Monitor.linhaPV_Tpx293487B0_power element=line.Tpx293487B0 terminal=1 mode=1 ppolar=no
New Monitor.linhaPV_Tpx293490C0_power | element=line.Tpx293490C0 | terminal=1 mode=1 ppolar=no | New Monitor.linhaPV_Tpx293490C0_power element=line.Tpx293490C0 terminal=1 mode=1 ppolar=no | New Monitor.linhaPV_Tpx293490C0_power element=line.Tpx293490C0 terminal=1 mode=1 ppolar=no
New Monitor.linhaPV_Tpx293492C0_power | element=line.Tpx293492C0 | terminal=1 mode=1 ppolar=no | New Monitor.linhaPV_Tpx293492C0_power element=line.Tpx293492C0 terminal=1 mode=1 ppolar=no | New Monitor.linhaPV_Tpx293492C0_power element=line.Tpx293492C0 terminal=1 mode=1 ppolar=no
New Monitor.linhaPV_Tpx293518B0_power | element=line.Tpx293518B0 | terminal=1 mode=1 ppolar=no | New Monitor.linhaPV_Tpx293518B0_power element=line.Tpx293518B0 terminal=1 mode=1 ppolar=no | New Monitor.linhaPV_Tpx293518B0_power element=line.Tpx293518B0 terminal=1 mode=1 ppolar=no
New Monitor.linhaPV_Tpx293519B0_power | element=line.Tpx293519B0 | terminal=1 mode=1 ppolar=no | New Monitor.linhaPV_Tpx293519B0_power element=line.Tpx293519B0 terminal=1 mode=1 ppolar=no | New Monitor.linhaPV_Tpx293519B0_power element=line.Tpx293519B0 terminal=1 mode=1 ppolar=no
New Monitor.linhaPV_Tpx293521A0_power | element=line.Tpx293521A0 | terminal=1 mode=1 ppolar=no | New Monitor.linhaPV_Tpx293521A0_power element=line.Tpx293521A0 terminal=1 mode=1 ppolar=no | New Monitor.linhaPV_Tpx293521A0_power element=line.Tpx293521A0 terminal=1 mode=1 ppolar=no
New Monitor.linhaPV_Tpx293521B0_power | element=line.Tpx293521B0 | terminal=1 mode=1 ppolar=no | New Monitor.linhaPV_Tpx293521B0_power element=line.Tpx293521B0 terminal=1 mode=1 ppolar=no | New Monitor.linhaPV_Tpx293521B0_power element=line.Tpx293521B0 terminal=1 mode=1 ppolar=no
New Monitor.linhaPV_Tpx293521C0_power | element=line.Tpx293521C0 | terminal=1 mode=1 ppolar=no | New Monitor.linhaPV_Tpx293521C0_power element=line.Tpx293521C0 terminal=1 mode=1 ppolar=no | New Monitor.linhaPV_Tpx293521C0_power element=line.Tpx293521C0 terminal=1 mode=1 ppolar=no
New Monitor.linhaPV_Tpx293522A0_power | element=line.Tpx293522A0 | terminal=1 mode=1 ppolar=no | New Monitor.linhaPV_Tpx293522A0_power element=line.Tpx293522A0 terminal=1 mode=1 ppolar=no | New Monitor.linhaPV_Tpx293522A0_power element=line.Tpx293522A0 terminal=1 mode=1 ppolar=no
New Monitor.linhaPV_Tpx293523A0_power | element=line.Tpx293523A0 | terminal=1 mode=1 ppolar=no | New Monitor.linhaPV_Tpx293523A0_power element=line.Tpx293523A0 terminal=1 mode=1 ppolar=no | New Monitor.linhaPV_Tpx293523A0_power element=line.Tpx293523A0 terminal=1 mode=1 ppolar=no
New Monitor.linhaPV_Tpx293591A0_power | element=line.Tpx293591A0 | terminal=1 mode=1 ppolar=no | New Monitor.linhaPV_Tpx293591A0_power element=line.Tpx293591A0 terminal=1 mode=1 ppolar=no | New Monitor.linhaPV_Tpx293591A0_power element=line.Tpx293591A0 terminal=1 mode=1 ppolar=no
New Monitor.linhaPV_Tpx293592A0_power | element=line.Tpx293592A0 | terminal=1 mode=1 ppolar=no | New Monitor.linhaPV_Tpx293592A0_power element=line.Tpx293592A0 terminal=1 mode=1 ppolar=no | New Monitor.linhaPV_Tpx293592A0_power element=line.Tpx293592A0 terminal=1 mode=1 ppolar=no
New Monitor.linhaPV_Tpx293608C0_power | element=line.Tpx293608C0 | terminal=1 mode=1 ppolar=no | New Monitor.linhaPV_Tpx293608C0_power element=line.Tpx293608C0 terminal=1 mode=1 ppolar=no | New Monitor.linhaPV_Tpx293608C0_power element=line.Tpx293608C0 terminal=1 mode=1 ppolar=no
New Monitor.linhaPV_Tpx293609C0_power | element=line.Tpx293609C0 | terminal=1 mode=1 ppolar=no | New Monitor.linhaPV_Tpx293609C0_power element=line.Tpx293609C0 terminal=1 mode=1 ppolar=no | New Monitor.linhaPV_Tpx293609C0_power element=line.Tpx293609C0 terminal=1 mode=1 ppolar=no
New Monitor.linhaPV_Tpx293644A0_power | element=line.Tpx293644A0 | terminal=1 mode=1 ppolar=no | New Monitor.linhaPV_Tpx293644A0_power element=line.Tpx293644A0 terminal=1 mode=1 ppolar=no | New Monitor.linhaPV_Tpx293644A0_power element=line.Tpx293644A0 terminal=1 mode=1 ppolar=no
New Monitor.linhaPV_Tpx293645A0_power | element=line.Tpx293645A0 | terminal=1 mode=1 ppolar=no | New Monitor.linhaPV_Tpx293645A0_power element=line.Tpx293645A0 terminal=1 mode=1 ppolar=no | New Monitor.linhaPV_Tpx293645A0_power element=line.Tpx293645A0 terminal=1 mode=1 ppolar=no
New Monitor.linhaPV_Tpx293652A0_power | element=line.Tpx293652A0 | terminal=1 mode=1 ppolar=no | New Monitor.linhaPV_Tpx293652A0_power element=line.Tpx293652A0 terminal=1 mode=1 ppolar=no | New Monitor.linhaPV_Tpx293652A0_power element=line.Tpx293652A0 terminal=1 mode=1 ppolar=no
New Monitor.linhaPV_Tpx293652B0_power | element=line.Tpx293652B0 | terminal=1 mode=1 ppolar=no | New Monitor.linhaPV_Tpx293652B0_power element=line.Tpx293652B0 terminal=1 mode=1 ppolar=no | New Monitor.linhaPV_Tpx293652B0_power element=line.Tpx293652B0 terminal=1 mode=1 ppolar=no
New Monitor.linhaPV_Tpx293652C0_power | element=line.Tpx293652C0 | terminal=1 mode=1 ppolar=no | New Monitor.linhaPV_Tpx293652C0_power element=line.Tpx293652C0 terminal=1 mode=1 ppolar=no | New Monitor.linhaPV_Tpx293652C0_power element=line.Tpx293652C0 terminal=1 mode=1 ppolar=no
New Monitor.linhaPV_Tpx293655A0_power | element=line.Tpx293655A0 | terminal=1 mode=1 ppolar=no | New Monitor.linhaPV_Tpx293655A0_power element=line.Tpx293655A0 terminal=1 mode=1 ppolar=no | New Monitor.linhaPV_Tpx293655A0_power element=line.Tpx293655A0 terminal=1 mode=1 ppolar=no
New Monitor.linhaPV_Tpx293655B0_power | element=line.Tpx293655B0 | terminal=1 mode=1 ppolar=no | New Monitor.linhaPV_Tpx293655B0_power element=line.Tpx293655B0 terminal=1 mode=1 ppolar=no | New Monitor.linhaPV_Tpx293655B0_power element=line.Tpx293655B0 terminal=1 mode=1 ppolar=no
New Monitor.linhaPV_Tpx293655C0_power | element=line.Tpx293655C0 | terminal=1 mode=1 ppolar=no | New Monitor.linhaPV_Tpx293655C0_power element=line.Tpx293655C0 terminal=1 mode=1 ppolar=no | New Monitor.linhaPV_Tpx293655C0_power element=line.Tpx293655C0 terminal=1 mode=1 ppolar=no
New Monitor.linhaPV_Tpx293656B0_power | element=line.Tpx293656B0 | terminal=1 mode=1 ppolar=no | New Monitor.linhaPV_Tpx293656B0_power element=line.Tpx293656B0 terminal=1 mode=1 ppolar=no | New Monitor.linhaPV_Tpx293656B0_power element=line.Tpx293656B0 terminal=1 mode=1 ppolar=no
New Monitor.linhaPV_Tpx293657B0_power | element=line.Tpx293657B0 | terminal=1 mode=1 ppolar=no | New Monitor.linhaPV_Tpx293657B0_power element=line.Tpx293657B0 terminal=1 mode=1 ppolar=no | New Monitor.linhaPV_Tpx293657B0_power element=line.Tpx293657B0 terminal=1 mode=1 ppolar=no
New Monitor.linhaPV_Tpx293658C0_power | element=line.Tpx293658C0 | terminal=1 mode=1 ppolar=no | New Monitor.linhaPV_Tpx293658C0_power element=line.Tpx293658C0 terminal=1 mode=1 ppolar=no | New Monitor.linhaPV_Tpx293658C0_power element=line.Tpx293658C0 terminal=1 mode=1 ppolar=no
New Monitor.linhaPV_Tpx293659C0_power | element=line.Tpx293659C0 | terminal=1 mode=1 ppolar=no | New Monitor.linhaPV_Tpx293659C0_power element=line.Tpx293659C0 terminal=1 mode=1 ppolar=no | New Monitor.linhaPV_Tpx293659C0_power element=line.Tpx293659C0 terminal=1 mode=1 ppolar=no
New Monitor.linhaPV_Tpx293660B0_power | element=line.Tpx293660B0 | terminal=1 mode=1 ppolar=no | New Monitor.linhaPV_Tpx293660B0_power element=line.Tpx293660B0 terminal=1 mode=1 ppolar=no | New Monitor.linhaPV_Tpx293660B0_power element=line.Tpx293660B0 terminal=1 mode=1 ppolar=no
New Monitor.linhaPV_Tpx293663C0_power | element=line.Tpx293663C0 | terminal=1 mode=1 ppolar=no | New Monitor.linhaPV_Tpx293663C0_power element=line.Tpx293663C0 terminal=1 mode=1 ppolar=no | New Monitor.linhaPV_Tpx293663C0_power element=line.Tpx293663C0 terminal=1 mode=1 ppolar=no
New Monitor.linhaPV_Tpx293664A0_power | element=line.Tpx293664A0 | terminal=1 mode=1 ppolar=no | New Monitor.linhaPV_Tpx293664A0_power element=line.Tpx293664A0 terminal=1 mode=1 ppolar=no | New Monitor.linhaPV_Tpx293664A0_power element=line.Tpx293664A0 terminal=1 mode=1 ppolar=no
New Monitor.linhaPV_Tpx293664B0_power | element=line.Tpx293664B0 | terminal=1 mode=1 ppolar=no | New Monitor.linhaPV_Tpx293664B0_power element=line.Tpx293664B0 terminal=1 mode=1 ppolar=no | New Monitor.linhaPV_Tpx293664B0_power element=line.Tpx293664B0 terminal=1 mode=1 ppolar=no
New Monitor.linhaPV_Tpx293664C0_power | element=line.Tpx293664C0 | terminal=1 mode=1 ppolar=no | New Monitor.linhaPV_Tpx293664C0_power element=line.Tpx293664C0 terminal=1 mode=1 ppolar=no | New Monitor.linhaPV_Tpx293664C0_power element=line.Tpx293664C0 terminal=1 mode=1 ppolar=no
New Monitor.linhaPV_Tpx293665C0_power | element=line.Tpx293665C0 | terminal=1 mode=1 ppolar=no | New Monitor.linhaPV_Tpx293665C0_power element=line.Tpx293665C0 terminal=1 mode=1 ppolar=no | New Monitor.linhaPV_Tpx293665C0_power element=line.Tpx293665C0 terminal=1 mode=1 ppolar=no
New Monitor.linhaPV_Tpx293666C0_power | element=line.Tpx293666C0 | terminal=1 mode=1 ppolar=no | New Monitor.linhaPV_Tpx293666C0_power element=line.Tpx293666C0 terminal=1 mode=1 ppolar=no | New Monitor.linhaPV_Tpx293666C0_power element=line.Tpx293666C0 terminal=1 mode=1 ppolar=no
New Monitor.linhaPV_Tpx293667A0_power | element=line.Tpx293667A0 | terminal=1 mode=1 ppolar=no | New Monitor.linhaPV_Tpx293667A0_power element=line.Tpx293667A0 terminal=1 mode=1 ppolar=no | New Monitor.linhaPV_Tpx293667A0_power element=line.Tpx293667A0 terminal=1 mode=1 ppolar=no
New Monitor.linhaPV_Tpx293668A0_power | element=line.Tpx293668A0 | terminal=1 mode=1 ppolar=no | New Monitor.linhaPV_Tpx293668A0_power element=line.Tpx293668A0 terminal=1 mode=1 ppolar=no | New Monitor.linhaPV_Tpx293668A0_power element=line.Tpx293668A0 terminal=1 mode=1 ppolar=no
New Monitor.linhaPV_Tpx293672A0_power | element=line.Tpx293672A0 | terminal=1 mode=1 ppolar=no | New Monitor.linhaPV_Tpx293672A0_power element=line.Tpx293672A0 terminal=1 mode=1 ppolar=no | New Monitor.linhaPV_Tpx293672A0_power element=line.Tpx293672A0 terminal=1 mode=1 ppolar=no
New Monitor.linhaPV_Tpx293673A0_power | element=line.Tpx293673A0 | terminal=1 mode=1 ppolar=no | New Monitor.linhaPV_Tpx293673A0_power element=line.Tpx293673A0 terminal=1 mode=1 ppolar=no | New Monitor.linhaPV_Tpx293673A0_power element=line.Tpx293673A0 terminal=1 mode=1 ppolar=no
New Monitor.linhaPV_Tpx293681A0_power | element=line.Tpx293681A0 | terminal=1 mode=1 ppolar=no | New Monitor.linhaPV_Tpx293681A0_power element=line.Tpx293681A0 terminal=1 mode=1 ppolar=no | New Monitor.linhaPV_Tpx293681A0_power element=line.Tpx293681A0 terminal=1 mode=1 ppolar=no
New Monitor.linhaPV_Tpx294786C0_power | element=line.Tpx294786C0 | terminal=1 mode=1 ppolar=no | New Monitor.linhaPV_Tpx294786C0_power element=line.Tpx294786C0 terminal=1 mode=1 ppolar=no | New Monitor.linhaPV_Tpx294786C0_power element=line.Tpx294786C0 terminal=1 mode=1 ppolar=no
New Monitor.linhaPV_Tpx294787A0_power | element=line.Tpx294787A0 | terminal=1 mode=1 ppolar=no | New Monitor.linhaPV_Tpx294787A0_power element=line.Tpx294787A0 terminal=1 mode=1 ppolar=no | New Monitor.linhaPV_Tpx294787A0_power element=line.Tpx294787A0 terminal=1 mode=1 ppolar=no
New Monitor.linhaPV_Tpx294788A0_power | element=line.Tpx294788A0 | terminal=1 mode=1 ppolar=no | New Monitor.linhaPV_Tpx294788A0_power element=line.Tpx294788A0 terminal=1 mode=1 ppolar=no | New Monitor.linhaPV_Tpx294788A0_power element=line.Tpx294788A0 terminal=1 mode=1 ppolar=no
New Monitor.linhaPV_Tpx294789A0_power | element=line.Tpx294789A0 | terminal=1 mode=1 ppolar=no | New Monitor.linhaPV_Tpx294789A0_power element=line.Tpx294789A0 terminal=1 mode=1 ppolar=no | New Monitor.linhaPV_Tpx294789A0_power element=line.Tpx294789A0 terminal=1 mode=1 ppolar=no
New Monitor.linhaPV_Tpx294809A0_power | element=line.Tpx294809A0 | terminal=1 mode=1 ppolar=no | New Monitor.linhaPV_Tpx294809A0_power element=line.Tpx294809A0 terminal=1 mode=1 ppolar=no | New Monitor.linhaPV_Tpx294809A0_power element=line.Tpx294809A0 terminal=1 mode=1 ppolar=no
New Monitor.linhaPV_Tpx294810A0_power | element=line.Tpx294810A0 | terminal=1 mode=1 ppolar=no | New Monitor.linhaPV_Tpx294810A0_power element=line.Tpx294810A0 terminal=1 mode=1 ppolar=no | New Monitor.linhaPV_Tpx294810A0_power element=line.Tpx294810A0 terminal=1 mode=1 ppolar=no
New Monitor.linhaPV_Tpx294812A0_power | element=line.Tpx294812A0 | terminal=1 mode=1 ppolar=no | New Monitor.linhaPV_Tpx294812A0_power element=line.Tpx294812A0 terminal=1 mode=1 ppolar=no | New Monitor.linhaPV_Tpx294812A0_power element=line.Tpx294812A0 terminal=1 mode=1 ppolar=no
New Monitor.linhaPV_Tpx294842A0_power | element=line.Tpx294842A0 | terminal=1 mode=1 ppolar=no | New Monitor.linhaPV_Tpx294842A0_power element=line.Tpx294842A0 terminal=1 mode=1 ppolar=no | New Monitor.linhaPV_Tpx294842A0_power element=line.Tpx294842A0 terminal=1 mode=1 ppolar=no
New Monitor.linhaPV_Tpx294843A0_power | element=line.Tpx294843A0 | terminal=1 mode=1 ppolar=no | New Monitor.linhaPV_Tpx294843A0_power element=line.Tpx294843A0 terminal=1 mode=1 ppolar=no | New Monitor.linhaPV_Tpx294843A0_power element=line.Tpx294843A0 terminal=1 mode=1 ppolar=no
New Monitor.linhaPV_Tpx294844A0_power | element=line.Tpx294844A0 | terminal=1 mode=1 ppolar=no | New Monitor.linhaPV_Tpx294844A0_power element=line.Tpx294844A0 terminal=1 mode=1 ppolar=no | New Monitor.linhaPV_Tpx294844A0_power element=line.Tpx294844A0 terminal=1 mode=1 ppolar=no
New Monitor.linhaPV_Tpx294845A0_power | element=line.Tpx294845A0 | terminal=1 mode=1 ppolar=no | New Monitor.linhaPV_Tpx294845A0_power element=line.Tpx294845A0 terminal=1 mode=1 ppolar=no | New Monitor.linhaPV_Tpx294845A0_power element=line.Tpx294845A0 terminal=1 mode=1 ppolar=no
New Monitor.linhaPV_Tpx302367B0_power | element=line.Tpx302367B0 | terminal=1 mode=1 ppolar=no | New Monitor.linhaPV_Tpx302367B0_power element=line.Tpx302367B0 terminal=1 mode=1 ppolar=no | New Monitor.linhaPV_Tpx302367B0_power element=line.Tpx302367B0 terminal=1 mode=1 ppolar=no
New Monitor.linhaPV_Tpx302368B0_power | element=line.Tpx302368B0 | terminal=1 mode=1 ppolar=no | New Monitor.linhaPV_Tpx302368B0_power element=line.Tpx302368B0 terminal=1 mode=1 ppolar=no | New Monitor.linhaPV_Tpx302368B0_power element=line.Tpx302368B0 terminal=1 mode=1 ppolar=no
New Monitor.linhaPV_Tpx302369B0_power | element=line.Tpx302369B0 | terminal=1 mode=1 ppolar=no | New Monitor.linhaPV_Tpx302369B0_power element=line.Tpx302369B0 terminal=1 mode=1 ppolar=no | New Monitor.linhaPV_Tpx302369B0_power element=line.Tpx302369B0 terminal=1 mode=1 ppolar=no
New Monitor.linhaPV_Tpx302370B0_power | element=line.Tpx302370B0 | terminal=1 mode=1 ppolar=no | New Monitor.linhaPV_Tpx302370B0_power element=line.Tpx302370B0 terminal=1 mode=1 ppolar=no | New Monitor.linhaPV_Tpx302370B0_power element=line.Tpx302370B0 terminal=1 mode=1 ppolar=no
New Monitor.linhaPV_Tpx302373B0_power | element=line.Tpx302373B0 | terminal=1 mode=1 ppolar=no | New Monitor.linhaPV_Tpx302373B0_power element=line.Tpx302373B0 terminal=1 mode=1 ppolar=no | New Monitor.linhaPV_Tpx302373B0_power element=line.Tpx302373B0 terminal=1 mode=1 ppolar=no
New Monitor.linhaPV_Tpx302374B0_power | element=line.Tpx302374B0 | terminal=1 mode=1 ppolar=no | New Monitor.linhaPV_Tpx302374B0_power element=line.Tpx302374B0 terminal=1 mode=1 ppolar=no | New Monitor.linhaPV_Tpx302374B0_power element=line.Tpx302374B0 terminal=1 mode=1 ppolar=no
New Monitor.linhaPV_Tpx302375B0_power | element=line.Tpx302375B0 | terminal=1 mode=1 ppolar=no | New Monitor.linhaPV_Tpx302375B0_power element=line.Tpx302375B0 terminal=1 mode=1 ppolar=no | New Monitor.linhaPV_Tpx302375B0_power element=line.Tpx302375B0 terminal=1 mode=1 ppolar=no
New Monitor.linhaPV_Tpx302392A0_power | element=line.Tpx302392A0 | terminal=1 mode=1 ppolar=no | New Monitor.linhaPV_Tpx302392A0_power element=line.Tpx302392A0 terminal=1 mode=1 ppolar=no | New Monitor.linhaPV_Tpx302392A0_power element=line.Tpx302392A0 terminal=1 mode=1 ppolar=no
New Monitor.linhaPV_Tpx302400A0_power | element=line.Tpx302400A0 | terminal=1 mode=1 ppolar=no | New Monitor.linhaPV_Tpx302400A0_power element=line.Tpx302400A0 terminal=1 mode=1 ppolar=no | New Monitor.linhaPV_Tpx302400A0_power element=line.Tpx302400A0 terminal=1 mode=1 ppolar=no
New Monitor.linhaPV_Tpx302402A0_power | element=line.Tpx302402A0 | terminal=1 mode=1 ppolar=no | New Monitor.linhaPV_Tpx302402A0_power element=line.Tpx302402A0 terminal=1 mode=1 ppolar=no | New Monitor.linhaPV_Tpx302402A0_power element=line.Tpx302402A0 terminal=1 mode=1 ppolar=no
New Monitor.linhaPV_Tpx302405A0_power | element=line.Tpx302405A0 | terminal=1 mode=1 ppolar=no | New Monitor.linhaPV_Tpx302405A0_power element=line.Tpx302405A0 terminal=1 mode=1 ppolar=no | New Monitor.linhaPV_Tpx302405A0_power element=line.Tpx302405A0 terminal=1 mode=1 ppolar=no
New Monitor.linhaPV_Tpx302410A0_power | element=line.Tpx302410A0 | terminal=1 mode=1 ppolar=no | New Monitor.linhaPV_Tpx302410A0_power element=line.Tpx302410A0 terminal=1 mode=1 ppolar=no | New Monitor.linhaPV_Tpx302410A0_power element=line.Tpx302410A0 terminal=1 mode=1 ppolar=no
New Monitor.linhaPV_Tpx302412A0_power | element=line.Tpx302412A0 | terminal=1 mode=1 ppolar=no | New Monitor.linhaPV_Tpx302412A0_power element=line.Tpx302412A0 terminal=1 mode=1 ppolar=no | New Monitor.linhaPV_Tpx302412A0_power element=line.Tpx302412A0 terminal=1 mode=1 ppolar=no
New Monitor.linhaPV_Tpx302468A0_power | element=line.Tpx302468A0 | terminal=1 mode=1 ppolar=no | New Monitor.linhaPV_Tpx302468A0_power element=line.Tpx302468A0 terminal=1 mode=1 ppolar=no | New Monitor.linhaPV_Tpx302468A0_power element=line.Tpx302468A0 terminal=1 mode=1 ppolar=no
New Monitor.linhaPV_Tpx302469A0_power | element=line.Tpx302469A0 | terminal=1 mode=1 ppolar=no | New Monitor.linhaPV_Tpx302469A0_power element=line.Tpx302469A0 terminal=1 mode=1 ppolar=no | New Monitor.linhaPV_Tpx302469A0_power element=line.Tpx302469A0 terminal=1 mode=1 ppolar=no
New Monitor.linhaPV_Tpx302471A0_power | element=line.Tpx302471A0 | terminal=1 mode=1 ppolar=no | New Monitor.linhaPV_Tpx302471A0_power element=line.Tpx302471A0 terminal=1 mode=1 ppolar=no | New Monitor.linhaPV_Tpx302471A0_power element=line.Tpx302471A0 terminal=1 mode=1 ppolar=no
New Monitor.linhaPV_Tpx302473A0_power | element=line.Tpx302473A0 | terminal=1 mode=1 ppolar=no | New Monitor.linhaPV_Tpx302473A0_power element=line.Tpx302473A0 terminal=1 mode=1 ppolar=no | New Monitor.linhaPV_Tpx302473A0_power element=line.Tpx302473A0 terminal=1 mode=1 ppolar=no
New Monitor.linhaPV_Tpx302474A0_power | element=line.Tpx302474A0 | terminal=1 mode=1 ppolar=no | New Monitor.linhaPV_Tpx302474A0_power element=line.Tpx302474A0 terminal=1 mode=1 ppolar=no | New Monitor.linhaPV_Tpx302474A0_power element=line.Tpx302474A0 terminal=1 mode=1 ppolar=no
New Monitor.linhaPV_Tpx302507B0_power | element=line.Tpx302507B0 | terminal=1 mode=1 ppolar=no | New Monitor.linhaPV_Tpx302507B0_power element=line.Tpx302507B0 terminal=1 mode=1 ppolar=no | New Monitor.linhaPV_Tpx302507B0_power element=line.Tpx302507B0 terminal=1 mode=1 ppolar=no
New Monitor.linhaPV_Tpx302508C0_power | element=line.Tpx302508C0 | terminal=1 mode=1 ppolar=no | New Monitor.linhaPV_Tpx302508C0_power element=line.Tpx302508C0 terminal=1 mode=1 ppolar=no | New Monitor.linhaPV_Tpx302508C0_power element=line.Tpx302508C0 terminal=1 mode=1 ppolar=no
New Monitor.linhaPV_Tpx302509C0_power | element=line.Tpx302509C0 | terminal=1 mode=1 ppolar=no | New Monitor.linhaPV_Tpx302509C0_power element=line.Tpx302509C0 terminal=1 mode=1 ppolar=no | New Monitor.linhaPV_Tpx302509C0_power element=line.Tpx302509C0 terminal=1 mode=1 ppolar=no
New Monitor.linhaPV_Tpx302510C0_power | element=line.Tpx302510C0 | terminal=1 mode=1 ppolar=no | New Monitor.linhaPV_Tpx302510C0_power element=line.Tpx302510C0 terminal=1 mode=1 ppolar=no | New Monitor.linhaPV_Tpx302510C0_power element=line.Tpx302510C0 terminal=1 mode=1 ppolar=no
New Monitor.linhaPV_Tpx302514A0_power | element=line.Tpx302514A0 | terminal=1 mode=1 ppolar=no | New Monitor.linhaPV_Tpx302514A0_power element=line.Tpx302514A0 terminal=1 mode=1 ppolar=no | New Monitor.linhaPV_Tpx302514A0_power element=line.Tpx302514A0 terminal=1 mode=1 ppolar=no
New Monitor.linhaPV_Tpx302637A0_power | element=line.Tpx302637A0 | terminal=1 mode=1 ppolar=no | New Monitor.linhaPV_Tpx302637A0_power element=line.Tpx302637A0 terminal=1 mode=1 ppolar=no | New Monitor.linhaPV_Tpx302637A0_power element=line.Tpx302637A0 terminal=1 mode=1 ppolar=no
New Monitor.linhaPV_Tpx302672C0_power | element=line.Tpx302672C0 | terminal=1 mode=1 ppolar=no | New Monitor.linhaPV_Tpx302672C0_power element=line.Tpx302672C0 terminal=1 mode=1 ppolar=no | New Monitor.linhaPV_Tpx302672C0_power element=line.Tpx302672C0 terminal=1 mode=1 ppolar=no
New Monitor.linhaPV_Tpx302673A0_power | element=line.Tpx302673A0 | terminal=1 mode=1 ppolar=no | New Monitor.linhaPV_Tpx302673A0_power element=line.Tpx302673A0 terminal=1 mode=1 ppolar=no | New Monitor.linhaPV_Tpx302673A0_power element=line.Tpx302673A0 terminal=1 mode=1 ppolar=no
New Monitor.linhaPV_Tpx302674A0_power | element=line.Tpx302674A0 | terminal=1 mode=1 ppolar=no | New Monitor.linhaPV_Tpx302674A0_power element=line.Tpx302674A0 terminal=1 mode=1 ppolar=no | New Monitor.linhaPV_Tpx302674A0_power element=line.Tpx302674A0 terminal=1 mode=1 ppolar=no
New Monitor.linhaPV_Tpx302675A0_power | element=line.Tpx302675A0 | terminal=1 mode=1 ppolar=no | New Monitor.linhaPV_Tpx302675A0_power element=line.Tpx302675A0 terminal=1 mode=1 ppolar=no | New Monitor.linhaPV_Tpx302675A0_power element=line.Tpx302675A0 terminal=1 mode=1 ppolar=no
New Monitor.linhaPV_Tpx302676A0_power | element=line.Tpx302676A0 | terminal=1 mode=1 ppolar=no | New Monitor.linhaPV_Tpx302676A0_power element=line.Tpx302676A0 terminal=1 mode=1 ppolar=no | New Monitor.linhaPV_Tpx302676A0_power element=line.Tpx302676A0 terminal=1 mode=1 ppolar=no
New Monitor.linhaPV_Tpx302677A0_power | element=line.Tpx302677A0 | terminal=1 mode=1 ppolar=no | New Monitor.linhaPV_Tpx302677A0_power element=line.Tpx302677A0 terminal=1 mode=1 ppolar=no | New Monitor.linhaPV_Tpx302677A0_power element=line.Tpx302677A0 terminal=1 mode=1 ppolar=no
New Monitor.linhaPV_Tpx302678A0_power | element=line.Tpx302678A0 | terminal=1 mode=1 ppolar=no | New Monitor.linhaPV_Tpx302678A0_power element=line.Tpx302678A0 terminal=1 mode=1 ppolar=no | New Monitor.linhaPV_Tpx302678A0_power element=line.Tpx302678A0 terminal=1 mode=1 ppolar=no
New Monitor.linhaPV_Tpx302679A0_power | element=line.Tpx302679A0 | terminal=1 mode=1 ppolar=no | New Monitor.linhaPV_Tpx302679A0_power element=line.Tpx302679A0 terminal=1 mode=1 ppolar=no | New Monitor.linhaPV_Tpx302679A0_power element=line.Tpx302679A0 terminal=1 mode=1 ppolar=no
New Monitor.linhaPV_Tpx302731A0_power | element=line.Tpx302731A0 | terminal=1 mode=1 ppolar=no | New Monitor.linhaPV_Tpx302731A0_power element=line.Tpx302731A0 terminal=1 mode=1 ppolar=no | New Monitor.linhaPV_Tpx302731A0_power element=line.Tpx302731A0 terminal=1 mode=1 ppolar=no
New Monitor.linhaPV_Tpx302732A0_power | element=line.Tpx302732A0 | terminal=1 mode=1 ppolar=no | New Monitor.linhaPV_Tpx302732A0_power element=line.Tpx302732A0 terminal=1 mode=1 ppolar=no | New Monitor.linhaPV_Tpx302732A0_power element=line.Tpx302732A0 terminal=1 mode=1 ppolar=no
New Monitor.linhaPV_Tpx302733A0_power | element=line.Tpx302733A0 | terminal=1 mode=1 ppolar=no | New Monitor.linhaPV_Tpx302733A0_power element=line.Tpx302733A0 terminal=1 mode=1 ppolar=no | New Monitor.linhaPV_Tpx302733A0_power element=line.Tpx302733A0 terminal=1 mode=1 ppolar=no
New Monitor.linhaPV_Tpx302733B0_power | element=line.Tpx302733B0 | terminal=1 mode=1 ppolar=no | New Monitor.linhaPV_Tpx302733B0_power element=line.Tpx302733B0 terminal=1 mode=1 ppolar=no | New Monitor.linhaPV_Tpx302733B0_power element=line.Tpx302733B0 terminal=1 mode=1 ppolar=no
New Monitor.linhaPV_Tpx302734A0_power | element=line.Tpx302734A0 | terminal=1 mode=1 ppolar=no | New Monitor.linhaPV_Tpx302734A0_power element=line.Tpx302734A0 terminal=1 mode=1 ppolar=no | New Monitor.linhaPV_Tpx302734A0_power element=line.Tpx302734A0 terminal=1 mode=1 ppolar=no
New Monitor.linhaPV_Tpx302735A0_power | element=line.Tpx302735A0 | terminal=1 mode=1 ppolar=no | New Monitor.linhaPV_Tpx302735A0_power element=line.Tpx302735A0 terminal=1 mode=1 ppolar=no | New Monitor.linhaPV_Tpx302735A0_power element=line.Tpx302735A0 terminal=1 mode=1 ppolar=no
New Monitor.linhaPV_Tpx302803C0_power | element=line.Tpx302803C0 | terminal=1 mode=1 ppolar=no | New Monitor.linhaPV_Tpx302803C0_power element=line.Tpx302803C0 terminal=1 mode=1 ppolar=no | New Monitor.linhaPV_Tpx302803C0_power element=line.Tpx302803C0 terminal=1 mode=1 ppolar=no
New Monitor.linhaPV_Tpx302804C0_power | element=line.Tpx302804C0 | terminal=1 mode=1 ppolar=no | New Monitor.linhaPV_Tpx302804C0_power element=line.Tpx302804C0 terminal=1 mode=1 ppolar=no | New Monitor.linhaPV_Tpx302804C0_power element=line.Tpx302804C0 terminal=1 mode=1 ppolar=no
New Monitor.linhaPV_Tpx302805C0_power | element=line.Tpx302805C0 | terminal=1 mode=1 ppolar=no | New Monitor.linhaPV_Tpx302805C0_power element=line.Tpx302805C0 terminal=1 mode=1 ppolar=no | New Monitor.linhaPV_Tpx302805C0_power element=line.Tpx302805C0 terminal=1 mode=1 ppolar=no
New Monitor.linhaPV_Tpx302807C0_power | element=line.Tpx302807C0 | terminal=1 mode=1 ppolar=no | New Monitor.linhaPV_Tpx302807C0_power element=line.Tpx302807C0 terminal=1 mode=1 ppolar=no | New Monitor.linhaPV_Tpx302807C0_power element=line.Tpx302807C0 terminal=1 mode=1 ppolar=no
New Monitor.linhaPV_Tpx302808C0_power | element=line.Tpx302808C0 | terminal=1 mode=1 ppolar=no | New Monitor.linhaPV_Tpx302808C0_power element=line.Tpx302808C0 terminal=1 mode=1 ppolar=no | New Monitor.linhaPV_Tpx302808C0_power element=line.Tpx302808C0 terminal=1 mode=1 ppolar=no
New Monitor.linhaPV_Tpx302809C0_power | element=line.Tpx302809C0 | terminal=1 mode=1 ppolar=no | New Monitor.linhaPV_Tpx302809C0_power element=line.Tpx302809C0 terminal=1 mode=1 ppolar=no | New Monitor.linhaPV_Tpx302809C0_power element=line.Tpx302809C0 terminal=1 mode=1 ppolar=no
New Monitor.linhaPV_Tpx302810C0_power | element=line.Tpx302810C0 | terminal=1 mode=1 ppolar=no | New Monitor.linhaPV_Tpx302810C0_power element=line.Tpx302810C0 terminal=1 mode=1 ppolar=no | New Monitor.linhaPV_Tpx302810C0_power element=line.Tpx302810C0 terminal=1 mode=1 ppolar=no
New Monitor.linhaPV_Tpx302811C0_power | element=line.Tpx302811C0 | terminal=1 mode=1 ppolar=no | New Monitor.linhaPV_Tpx302811C0_power element=line.Tpx302811C0 terminal=1 mode=1 ppolar=no | New Monitor.linhaPV_Tpx302811C0_power element=line.Tpx302811C0 terminal=1 mode=1 ppolar=no
New Monitor.linhaPV_Tpx302812C0_power | element=line.Tpx302812C0 | terminal=1 mode=1 ppolar=no | New Monitor.linhaPV_Tpx302812C0_power element=line.Tpx302812C0 terminal=1 mode=1 ppolar=no | New Monitor.linhaPV_Tpx302812C0_power element=line.Tpx302812C0 terminal=1 mode=1 ppolar=no
New Monitor.linhaPV_Tpx302813C0_power | element=line.Tpx302813C0 | terminal=1 mode=1 ppolar=no | New Monitor.linhaPV_Tpx302813C0_power element=line.Tpx302813C0 terminal=1 mode=1 ppolar=no | New Monitor.linhaPV_Tpx302813C0_power element=line.Tpx302813C0 terminal=1 mode=1 ppolar=no
New Monitor.linhaPV_Tpx302834C0_power | element=line.Tpx302834C0 | terminal=1 mode=1 ppolar=no | New Monitor.linhaPV_Tpx302834C0_power element=line.Tpx302834C0 terminal=1 mode=1 ppolar=no | New Monitor.linhaPV_Tpx302834C0_power element=line.Tpx302834C0 terminal=1 mode=1 ppolar=no
New Monitor.linhaPV_Tpx302858C0_power | element=line.Tpx302858C0 | terminal=1 mode=1 ppolar=no | New Monitor.linhaPV_Tpx302858C0_power element=line.Tpx302858C0 terminal=1 mode=1 ppolar=no | New Monitor.linhaPV_Tpx302858C0_power element=line.Tpx302858C0 terminal=1 mode=1 ppolar=no
New Monitor.linhaPV_Tpx302859C0_power | element=line.Tpx302859C0 | terminal=1 mode=1 ppolar=no | New Monitor.linhaPV_Tpx302859C0_power element=line.Tpx302859C0 terminal=1 mode=1 ppolar=no | New Monitor.linhaPV_Tpx302859C0_power element=line.Tpx302859C0 terminal=1 mode=1 ppolar=no
New Monitor.linhaPV_Tpx302860C0_power | element=line.Tpx302860C0 | terminal=1 mode=1 ppolar=no | New Monitor.linhaPV_Tpx302860C0_power element=line.Tpx302860C0 terminal=1 mode=1 ppolar=no | New Monitor.linhaPV_Tpx302860C0_power element=line.Tpx302860C0 terminal=1 mode=1 ppolar=no
New Monitor.linhaPV_Tpx302861C0_power | element=line.Tpx302861C0 | terminal=1 mode=1 ppolar=no | New Monitor.linhaPV_Tpx302861C0_power element=line.Tpx302861C0 terminal=1 mode=1 ppolar=no | New Monitor.linhaPV_Tpx302861C0_power element=line.Tpx302861C0 terminal=1 mode=1 ppolar=no
New Monitor.linhaPV_Tpx302862C0_power | element=line.Tpx302862C0 | terminal=1 mode=1 ppolar=no | New Monitor.linhaPV_Tpx302862C0_power element=line.Tpx302862C0 terminal=1 mode=1 ppolar=no | New Monitor.linhaPV_Tpx302862C0_power element=line.Tpx302862C0 terminal=1 mode=1 ppolar=no
New Monitor.linhaPV_Tpx310560A0_power | element=line.Tpx310560A0 | terminal=1 mode=1 ppolar=no | New Monitor.linhaPV_Tpx310560A0_power element=line.Tpx310560A0 terminal=1 mode=1 ppolar=no | New Monitor.linhaPV_Tpx310560A0_power element=line.Tpx310560A0 terminal=1 mode=1 ppolar=no
New Monitor.linhaPV_Tpx310561A0_power | element=line.Tpx310561A0 | terminal=1 mode=1 ppolar=no | New Monitor.linhaPV_Tpx310561A0_power element=line.Tpx310561A0 terminal=1 mode=1 ppolar=no | New Monitor.linhaPV_Tpx310561A0_power element=line.Tpx310561A0 terminal=1 mode=1 ppolar=no
New Monitor.linhaPV_Tpx310568A0_power | element=line.Tpx310568A0 | terminal=1 mode=1 ppolar=no | New Monitor.linhaPV_Tpx310568A0_power element=line.Tpx310568A0 terminal=1 mode=1 ppolar=no | New Monitor.linhaPV_Tpx310568A0_power element=line.Tpx310568A0 terminal=1 mode=1 ppolar=no
New Monitor.linhaPV_Tpx310569A0_power | element=line.Tpx310569A0 | terminal=1 mode=1 ppolar=no | New Monitor.linhaPV_Tpx310569A0_power element=line.Tpx310569A0 terminal=1 mode=1 ppolar=no | New Monitor.linhaPV_Tpx310569A0_power element=line.Tpx310569A0 terminal=1 mode=1 ppolar=no
New Monitor.linhaPV_Tpx310570A0_power | element=line.Tpx310570A0 | terminal=1 mode=1 ppolar=no | New Monitor.linhaPV_Tpx310570A0_power element=line.Tpx310570A0 terminal=1 mode=1 ppolar=no | New Monitor.linhaPV_Tpx310570A0_power element=line.Tpx310570A0 terminal=1 mode=1 ppolar=no
New Monitor.linhaPV_Tpx321159A0_power | element=line.Tpx321159A0 | terminal=1 mode=1 ppolar=no | New Monitor.linhaPV_Tpx321159A0_power element=line.Tpx321159A0 terminal=1 mode=1 ppolar=no | New Monitor.linhaPV_Tpx321159A0_power element=line.Tpx321159A0 terminal=1 mode=1 ppolar=no
New Monitor.linhaPV_Tpx321836A0_power | element=line.Tpx321836A0 | terminal=1 mode=1 ppolar=no | New Monitor.linhaPV_Tpx321836A0_power element=line.Tpx321836A0 terminal=1 mode=1 ppolar=no | New Monitor.linhaPV_Tpx321836A0_power element=line.Tpx321836A0 terminal=1 mode=1 ppolar=no
New Monitor.linhaPV_Tpx321837A0_power | element=line.Tpx321837A0 | terminal=1 mode=1 ppolar=no | New Monitor.linhaPV_Tpx321837A0_power element=line.Tpx321837A0 terminal=1 mode=1 ppolar=no | New Monitor.linhaPV_Tpx321837A0_power element=line.Tpx321837A0 terminal=1 mode=1 ppolar=no
New Monitor.linhaPV_Tpx321838A0_power | element=line.Tpx321838A0 | terminal=1 mode=1 ppolar=no | New Monitor.linhaPV_Tpx321838A0_power element=line.Tpx321838A0 terminal=1 mode=1 ppolar=no | New Monitor.linhaPV_Tpx321838A0_power element=line.Tpx321838A0 terminal=1 mode=1 ppolar=no
New Monitor.linhaPV_Tpx321839A0_power | element=line.Tpx321839A0 | terminal=1 mode=1 ppolar=no | New Monitor.linhaPV_Tpx321839A0_power element=line.Tpx321839A0 terminal=1 mode=1 ppolar=no | New Monitor.linhaPV_Tpx321839A0_power element=line.Tpx321839A0 terminal=1 mode=1 ppolar=no
New Monitor.linhaPV_Tpx321840B0_power | element=line.Tpx321840B0 | terminal=1 mode=1 ppolar=no | New Monitor.linhaPV_Tpx321840B0_power element=line.Tpx321840B0 terminal=1 mode=1 ppolar=no | New Monitor.linhaPV_Tpx321840B0_power element=line.Tpx321840B0 terminal=1 mode=1 ppolar=no
New Monitor.linhaPV_Tpx321841B0_power | element=line.Tpx321841B0 | terminal=1 mode=1 ppolar=no | New Monitor.linhaPV_Tpx321841B0_power element=line.Tpx321841B0 terminal=1 mode=1 ppolar=no | New Monitor.linhaPV_Tpx321841B0_power element=line.Tpx321841B0 terminal=1 mode=1 ppolar=no
New Monitor.linhaPV_Tpx321845B0_power | element=line.Tpx321845B0 | terminal=1 mode=1 ppolar=no | New Monitor.linhaPV_Tpx321845B0_power element=line.Tpx321845B0 terminal=1 mode=1 ppolar=no | New Monitor.linhaPV_Tpx321845B0_power element=line.Tpx321845B0 terminal=1 mode=1 ppolar=no
New Monitor.linhaPV_Tpx321847B0_power | element=line.Tpx321847B0 | terminal=1 mode=1 ppolar=no | New Monitor.linhaPV_Tpx321847B0_power element=line.Tpx321847B0 terminal=1 mode=1 ppolar=no | New Monitor.linhaPV_Tpx321847B0_power element=line.Tpx321847B0 terminal=1 mode=1 ppolar=no
New Monitor.linhaPV_Tpx321848B0_power | element=line.Tpx321848B0 | terminal=1 mode=1 ppolar=no | New Monitor.linhaPV_Tpx321848B0_power element=line.Tpx321848B0 terminal=1 mode=1 ppolar=no | New Monitor.linhaPV_Tpx321848B0_power element=line.Tpx321848B0 terminal=1 mode=1 ppolar=no
New Monitor.linhaPV_Tpx321849B0_power | element=line.Tpx321849B0 | terminal=1 mode=1 ppolar=no | New Monitor.linhaPV_Tpx321849B0_power element=line.Tpx321849B0 terminal=1 mode=1 ppolar=no | New Monitor.linhaPV_Tpx321849B0_power element=line.Tpx321849B0 terminal=1 mode=1 ppolar=no
New Monitor.linhaPV_Tpx321851B0_power | element=line.Tpx321851B0 | terminal=1 mode=1 ppolar=no | New Monitor.linhaPV_Tpx321851B0_power element=line.Tpx321851B0 terminal=1 mode=1 ppolar=no | New Monitor.linhaPV_Tpx321851B0_power element=line.Tpx321851B0 terminal=1 mode=1 ppolar=no
New Monitor.linhaPV_Tpx321852C0_power | element=line.Tpx321852C0 | terminal=1 mode=1 ppolar=no | New Monitor.linhaPV_Tpx321852C0_power element=line.Tpx321852C0 terminal=1 mode=1 ppolar=no | New Monitor.linhaPV_Tpx321852C0_power element=line.Tpx321852C0 terminal=1 mode=1 ppolar=no
New Monitor.linhaPV_Tpx321853B0_power | element=line.Tpx321853B0 | terminal=1 mode=1 ppolar=no | New Monitor.linhaPV_Tpx321853B0_power element=line.Tpx321853B0 terminal=1 mode=1 ppolar=no | New Monitor.linhaPV_Tpx321853B0_power element=line.Tpx321853B0 terminal=1 mode=1 ppolar=no
New Monitor.linhaPV_Tpx321854B0_power | element=line.Tpx321854B0 | terminal=1 mode=1 ppolar=no | New Monitor.linhaPV_Tpx321854B0_power element=line.Tpx321854B0 terminal=1 mode=1 ppolar=no | New Monitor.linhaPV_Tpx321854B0_power element=line.Tpx321854B0 terminal=1 mode=1 ppolar=no
New Monitor.linhaPV_Tpx321855B0_power | element=line.Tpx321855B0 | terminal=1 mode=1 ppolar=no | New Monitor.linhaPV_Tpx321855B0_power element=line.Tpx321855B0 terminal=1 mode=1 ppolar=no | New Monitor.linhaPV_Tpx321855B0_power element=line.Tpx321855B0 terminal=1 mode=1 ppolar=no
New Monitor.linhaPV_Tpx321856B0_power | element=line.Tpx321856B0 | terminal=1 mode=1 ppolar=no | New Monitor.linhaPV_Tpx321856B0_power element=line.Tpx321856B0 terminal=1 mode=1 ppolar=no | New Monitor.linhaPV_Tpx321856B0_power element=line.Tpx321856B0 terminal=1 mode=1 ppolar=no
New Monitor.linhaPV_Tpx321858B0_power | element=line.Tpx321858B0 | terminal=1 mode=1 ppolar=no | New Monitor.linhaPV_Tpx321858B0_power element=line.Tpx321858B0 terminal=1 mode=1 ppolar=no | New Monitor.linhaPV_Tpx321858B0_power element=line.Tpx321858B0 terminal=1 mode=1 ppolar=no
New Monitor.linhaPV_Tpx321859B0_power | element=line.Tpx321859B0 | terminal=1 mode=1 ppolar=no | New Monitor.linhaPV_Tpx321859B0_power element=line.Tpx321859B0 terminal=1 mode=1 ppolar=no | New Monitor.linhaPV_Tpx321859B0_power element=line.Tpx321859B0 terminal=1 mode=1 ppolar=no
New Monitor.linhaPV_Tpx321860B0_power | element=line.Tpx321860B0 | terminal=1 mode=1 ppolar=no | New Monitor.linhaPV_Tpx321860B0_power element=line.Tpx321860B0 terminal=1 mode=1 ppolar=no | New Monitor.linhaPV_Tpx321860B0_power element=line.Tpx321860B0 terminal=1 mode=1 ppolar=no
New Monitor.linhaPV_Tpx321861C0_power | element=line.Tpx321861C0 | terminal=1 mode=1 ppolar=no | New Monitor.linhaPV_Tpx321861C0_power element=line.Tpx321861C0 terminal=1 mode=1 ppolar=no | New Monitor.linhaPV_Tpx321861C0_power element=line.Tpx321861C0 terminal=1 mode=1 ppolar=no
New Monitor.linhaPV_Tpx321874A0_power | element=line.Tpx321874A0 | terminal=1 mode=1 ppolar=no | New Monitor.linhaPV_Tpx321874A0_power element=line.Tpx321874A0 terminal=1 mode=1 ppolar=no | New Monitor.linhaPV_Tpx321874A0_power element=line.Tpx321874A0 terminal=1 mode=1 ppolar=no
New Monitor.linhaPV_Tpx321876A0_power | element=line.Tpx321876A0 | terminal=1 mode=1 ppolar=no | New Monitor.linhaPV_Tpx321876A0_power element=line.Tpx321876A0 terminal=1 mode=1 ppolar=no | New Monitor.linhaPV_Tpx321876A0_power element=line.Tpx321876A0 terminal=1 mode=1 ppolar=no
New Monitor.linhaPV_Tpx321877A0_power | element=line.Tpx321877A0 | terminal=1 mode=1 ppolar=no | New Monitor.linhaPV_Tpx321877A0_power element=line.Tpx321877A0 terminal=1 mode=1 ppolar=no | New Monitor.linhaPV_Tpx321877A0_power element=line.Tpx321877A0 terminal=1 mode=1 ppolar=no
New Monitor.linhaPV_Tpx321878A0_power | element=line.Tpx321878A0 | terminal=1 mode=1 ppolar=no | New Monitor.linhaPV_Tpx321878A0_power element=line.Tpx321878A0 terminal=1 mode=1 ppolar=no | New Monitor.linhaPV_Tpx321878A0_power element=line.Tpx321878A0 terminal=1 mode=1 ppolar=no
New Monitor.linhaPV_Tpx321880A0_power | element=line.Tpx321880A0 | terminal=1 mode=1 ppolar=no | New Monitor.linhaPV_Tpx321880A0_power element=line.Tpx321880A0 terminal=1 mode=1 ppolar=no | New Monitor.linhaPV_Tpx321880A0_power element=line.Tpx321880A0 terminal=1 mode=1 ppolar=no
New Monitor.linhaPV_Tpx321881A0_power | element=line.Tpx321881A0 | terminal=1 mode=1 ppolar=no | New Monitor.linhaPV_Tpx321881A0_power element=line.Tpx321881A0 terminal=1 mode=1 ppolar=no | New Monitor.linhaPV_Tpx321881A0_power element=line.Tpx321881A0 terminal=1 mode=1 ppolar=no
New Monitor.linhaPV_Tpx321882C0_power | element=line.Tpx321882C0 | terminal=1 mode=1 ppolar=no | New Monitor.linhaPV_Tpx321882C0_power element=line.Tpx321882C0 terminal=1 mode=1 ppolar=no | New Monitor.linhaPV_Tpx321882C0_power element=line.Tpx321882C0 terminal=1 mode=1 ppolar=no
New Monitor.linhaPV_Tpx321883C0_power | element=line.Tpx321883C0 | terminal=1 mode=1 ppolar=no | New Monitor.linhaPV_Tpx321883C0_power element=line.Tpx321883C0 terminal=1 mode=1 ppolar=no | New Monitor.linhaPV_Tpx321883C0_power element=line.Tpx321883C0 terminal=1 mode=1 ppolar=no
New Monitor.linhaPV_Tpx321884C0_power | element=line.Tpx321884C0 | terminal=1 mode=1 ppolar=no | New Monitor.linhaPV_Tpx321884C0_power element=line.Tpx321884C0 terminal=1 mode=1 ppolar=no | New Monitor.linhaPV_Tpx321884C0_power element=line.Tpx321884C0 terminal=1 mode=1 ppolar=no
New Monitor.linhaPV_Tpx321886C0_power | element=line.Tpx321886C0 | terminal=1 mode=1 ppolar=no | New Monitor.linhaPV_Tpx321886C0_power element=line.Tpx321886C0 terminal=1 mode=1 ppolar=no | New Monitor.linhaPV_Tpx321886C0_power element=line.Tpx321886C0 terminal=1 mode=1 ppolar=no
New Monitor.linhaPV_Tpx321887C0_power | element=line.Tpx321887C0 | terminal=1 mode=1 ppolar=no | New Monitor.linhaPV_Tpx321887C0_power element=line.Tpx321887C0 terminal=1 mode=1 ppolar=no | New Monitor.linhaPV_Tpx321887C0_power element=line.Tpx321887C0 terminal=1 mode=1 ppolar=no
New Monitor.linhaPV_Tpx321888C0_power | element=line.Tpx321888C0 | terminal=1 mode=1 ppolar=no | New Monitor.linhaPV_Tpx321888C0_power element=line.Tpx321888C0 terminal=1 mode=1 ppolar=no | New Monitor.linhaPV_Tpx321888C0_power element=line.Tpx321888C0 terminal=1 mode=1 ppolar=no
New Monitor.linhaPV_Tpx321890C0_power | element=line.Tpx321890C0 | terminal=1 mode=1 ppolar=no | New Monitor.linhaPV_Tpx321890C0_power element=line.Tpx321890C0 terminal=1 mode=1 ppolar=no | New Monitor.linhaPV_Tpx321890C0_power element=line.Tpx321890C0 terminal=1 mode=1 ppolar=no
New Monitor.linhaPV_Tpx321891C0_power | element=line.Tpx321891C0 | terminal=1 mode=1 ppolar=no | New Monitor.linhaPV_Tpx321891C0_power element=line.Tpx321891C0 terminal=1 mode=1 ppolar=no | New Monitor.linhaPV_Tpx321891C0_power element=line.Tpx321891C0 terminal=1 mode=1 ppolar=no
New Monitor.linhaPV_Tpx321892C0_power | element=line.Tpx321892C0 | terminal=1 mode=1 ppolar=no | New Monitor.linhaPV_Tpx321892C0_power element=line.Tpx321892C0 terminal=1 mode=1 ppolar=no | New Monitor.linhaPV_Tpx321892C0_power element=line.Tpx321892C0 terminal=1 mode=1 ppolar=no
New Monitor.linhaPV_Tpx321893C0_power | element=line.Tpx321893C0 | terminal=1 mode=1 ppolar=no | New Monitor.linhaPV_Tpx321893C0_power element=line.Tpx321893C0 terminal=1 mode=1 ppolar=no | New Monitor.linhaPV_Tpx321893C0_power element=line.Tpx321893C0 terminal=1 mode=1 ppolar=no
New Monitor.linhaPV_Tpx321894C0_power | element=line.Tpx321894C0 | terminal=1 mode=1 ppolar=no | New Monitor.linhaPV_Tpx321894C0_power element=line.Tpx321894C0 terminal=1 mode=1 ppolar=no | New Monitor.linhaPV_Tpx321894C0_power element=line.Tpx321894C0 terminal=1 mode=1 ppolar=no
New Monitor.linhaPV_Tpx323233B0_power | element=line.Tpx323233B0 | terminal=1 mode=1 ppolar=no | New Monitor.linhaPV_Tpx323233B0_power element=line.Tpx323233B0 terminal=1 mode=1 ppolar=no | New Monitor.linhaPV_Tpx323233B0_power element=line.Tpx323233B0 terminal=1 mode=1 ppolar=no
New Monitor.linhaPV_Tpx323234B0_power | element=line.Tpx323234B0 | terminal=1 mode=1 ppolar=no | New Monitor.linhaPV_Tpx323234B0_power element=line.Tpx323234B0 terminal=1 mode=1 ppolar=no | New Monitor.linhaPV_Tpx323234B0_power element=line.Tpx323234B0 terminal=1 mode=1 ppolar=no
New Monitor.linhaPV_Tpx323235B0_power | element=line.Tpx323235B0 | terminal=1 mode=1 ppolar=no | New Monitor.linhaPV_Tpx323235B0_power element=line.Tpx323235B0 terminal=1 mode=1 ppolar=no | New Monitor.linhaPV_Tpx323235B0_power element=line.Tpx323235B0 terminal=1 mode=1 ppolar=no
New Monitor.linhaPV_Tpx323236B0_power | element=line.Tpx323236B0 | terminal=1 mode=1 ppolar=no | New Monitor.linhaPV_Tpx323236B0_power element=line.Tpx323236B0 terminal=1 mode=1 ppolar=no | New Monitor.linhaPV_Tpx323236B0_power element=line.Tpx323236B0 terminal=1 mode=1 ppolar=no
New Monitor.linhaPV_Tpx323237B0_power | element=line.Tpx323237B0 | terminal=1 mode=1 ppolar=no | New Monitor.linhaPV_Tpx323237B0_power element=line.Tpx323237B0 terminal=1 mode=1 ppolar=no | New Monitor.linhaPV_Tpx323237B0_power element=line.Tpx323237B0 terminal=1 mode=1 ppolar=no
New Monitor.linhaPV_Tpx323241B0_power | element=line.Tpx323241B0 | terminal=1 mode=1 ppolar=no | New Monitor.linhaPV_Tpx323241B0_power element=line.Tpx323241B0 terminal=1 mode=1 ppolar=no | New Monitor.linhaPV_Tpx323241B0_power element=line.Tpx323241B0 terminal=1 mode=1 ppolar=no
New Monitor.linhaPV_Tpx323242B0_power | element=line.Tpx323242B0 | terminal=1 mode=1 ppolar=no | New Monitor.linhaPV_Tpx323242B0_power element=line.Tpx323242B0 terminal=1 mode=1 ppolar=no | New Monitor.linhaPV_Tpx323242B0_power element=line.Tpx323242B0 terminal=1 mode=1 ppolar=no
New Monitor.linhaPV_Tpx323243B0_power | element=line.Tpx323243B0 | terminal=1 mode=1 ppolar=no | New Monitor.linhaPV_Tpx323243B0_power element=line.Tpx323243B0 terminal=1 mode=1 ppolar=no | New Monitor.linhaPV_Tpx323243B0_power element=line.Tpx323243B0 terminal=1 mode=1 ppolar=no
New Monitor.linhaPV_Tpx323244B0_power | element=line.Tpx323244B0 | terminal=1 mode=1 ppolar=no | New Monitor.linhaPV_Tpx323244B0_power element=line.Tpx323244B0 terminal=1 mode=1 ppolar=no | New Monitor.linhaPV_Tpx323244B0_power element=line.Tpx323244B0 terminal=1 mode=1 ppolar=no
New Monitor.linhaPV_Tpx323245B0_power | element=line.Tpx323245B0 | terminal=1 mode=1 ppolar=no | New Monitor.linhaPV_Tpx323245B0_power element=line.Tpx323245B0 terminal=1 mode=1 ppolar=no | New Monitor.linhaPV_Tpx323245B0_power element=line.Tpx323245B0 terminal=1 mode=1 ppolar=no
New Monitor.linhaPV_Tpx323247B0_power | element=line.Tpx323247B0 | terminal=1 mode=1 ppolar=no | New Monitor.linhaPV_Tpx323247B0_power element=line.Tpx323247B0 terminal=1 mode=1 ppolar=no | New Monitor.linhaPV_Tpx323247B0_power element=line.Tpx323247B0 terminal=1 mode=1 ppolar=no
New Monitor.linhaPV_Tpx323248B0_power | element=line.Tpx323248B0 | terminal=1 mode=1 ppolar=no | New Monitor.linhaPV_Tpx323248B0_power element=line.Tpx323248B0 terminal=1 mode=1 ppolar=no | New Monitor.linhaPV_Tpx323248B0_power element=line.Tpx323248B0 terminal=1 mode=1 ppolar=no
New Monitor.linhaPV_Tpx323249B0_power | element=line.Tpx323249B0 | terminal=1 mode=1 ppolar=no | New Monitor.linhaPV_Tpx323249B0_power element=line.Tpx323249B0 terminal=1 mode=1 ppolar=no | New Monitor.linhaPV_Tpx323249B0_power element=line.Tpx323249B0 terminal=1 mode=1 ppolar=no
New Monitor.linhaPV_Tpx323250B0_power | element=line.Tpx323250B0 | terminal=1 mode=1 ppolar=no | New Monitor.linhaPV_Tpx323250B0_power element=line.Tpx323250B0 terminal=1 mode=1 ppolar=no | New Monitor.linhaPV_Tpx323250B0_power element=line.Tpx323250B0 terminal=1 mode=1 ppolar=no
New Monitor.linhaPV_Tpx323252B0_power | element=line.Tpx323252B0 | terminal=1 mode=1 ppolar=no | New Monitor.linhaPV_Tpx323252B0_power element=line.Tpx323252B0 terminal=1 mode=1 ppolar=no | New Monitor.linhaPV_Tpx323252B0_power element=line.Tpx323252B0 terminal=1 mode=1 ppolar=no
New Monitor.linhaPV_Tpx323253B0_power | element=line.Tpx323253B0 | terminal=1 mode=1 ppolar=no | New Monitor.linhaPV_Tpx323253B0_power element=line.Tpx323253B0 terminal=1 mode=1 ppolar=no | New Monitor.linhaPV_Tpx323253B0_power element=line.Tpx323253B0 terminal=1 mode=1 ppolar=no
New Monitor.linhaPV_Tpx323254B0_power | element=line.Tpx323254B0 | terminal=1 mode=1 ppolar=no | New Monitor.linhaPV_Tpx323254B0_power element=line.Tpx323254B0 terminal=1 mode=1 ppolar=no | New Monitor.linhaPV_Tpx323254B0_power element=line.Tpx323254B0 terminal=1 mode=1 ppolar=no
New Monitor.linhaPV_Tpx323255B0_power | element=line.Tpx323255B0 | terminal=1 mode=1 ppolar=no | New Monitor.linhaPV_Tpx323255B0_power element=line.Tpx323255B0 terminal=1 mode=1 ppolar=no | New Monitor.linhaPV_Tpx323255B0_power element=line.Tpx323255B0 terminal=1 mode=1 ppolar=no
New Monitor.linhaPV_Tpx323261B0_power | element=line.Tpx323261B0 | terminal=1 mode=1 ppolar=no | New Monitor.linhaPV_Tpx323261B0_power element=line.Tpx323261B0 terminal=1 mode=1 ppolar=no | New Monitor.linhaPV_Tpx323261B0_power element=line.Tpx323261B0 terminal=1 mode=1 ppolar=no
New Monitor.linhaPV_Tpx323263A0_power | element=line.Tpx323263A0 | terminal=1 mode=1 ppolar=no | New Monitor.linhaPV_Tpx323263A0_power element=line.Tpx323263A0 terminal=1 mode=1 ppolar=no | New Monitor.linhaPV_Tpx323263A0_power element=line.Tpx323263A0 terminal=1 mode=1 ppolar=no
New Monitor.linhaPV_Tpx323264B0_power | element=line.Tpx323264B0 | terminal=1 mode=1 ppolar=no | New Monitor.linhaPV_Tpx323264B0_power element=line.Tpx323264B0 terminal=1 mode=1 ppolar=no | New Monitor.linhaPV_Tpx323264B0_power element=line.Tpx323264B0 terminal=1 mode=1 ppolar=no
New Monitor.linhaPV_Tpx323265B0_power | element=line.Tpx323265B0 | terminal=1 mode=1 ppolar=no | New Monitor.linhaPV_Tpx323265B0_power element=line.Tpx323265B0 terminal=1 mode=1 ppolar=no | New Monitor.linhaPV_Tpx323265B0_power element=line.Tpx323265B0 terminal=1 mode=1 ppolar=no
New Monitor.linhaPV_Tpx323266B0_power | element=line.Tpx323266B0 | terminal=1 mode=1 ppolar=no | New Monitor.linhaPV_Tpx323266B0_power element=line.Tpx323266B0 terminal=1 mode=1 ppolar=no | New Monitor.linhaPV_Tpx323266B0_power element=line.Tpx323266B0 terminal=1 mode=1 ppolar=no
New Monitor.linhaPV_Tpx323267B0_power | element=line.Tpx323267B0 | terminal=1 mode=1 ppolar=no | New Monitor.linhaPV_Tpx323267B0_power element=line.Tpx323267B0 terminal=1 mode=1 ppolar=no | New Monitor.linhaPV_Tpx323267B0_power element=line.Tpx323267B0 terminal=1 mode=1 ppolar=no
New Monitor.linhaPV_Tpx323273B0_power | element=line.Tpx323273B0 | terminal=1 mode=1 ppolar=no | New Monitor.linhaPV_Tpx323273B0_power element=line.Tpx323273B0 terminal=1 mode=1 ppolar=no | New Monitor.linhaPV_Tpx323273B0_power element=line.Tpx323273B0 terminal=1 mode=1 ppolar=no
New Monitor.linhaPV_Tpx323274B0_power | element=line.Tpx323274B0 | terminal=1 mode=1 ppolar=no | New Monitor.linhaPV_Tpx323274B0_power element=line.Tpx323274B0 terminal=1 mode=1 ppolar=no | New Monitor.linhaPV_Tpx323274B0_power element=line.Tpx323274B0 terminal=1 mode=1 ppolar=no
New Monitor.linhaPV_Tpx323275B0_power | element=line.Tpx323275B0 | terminal=1 mode=1 ppolar=no | New Monitor.linhaPV_Tpx323275B0_power element=line.Tpx323275B0 terminal=1 mode=1 ppolar=no | New Monitor.linhaPV_Tpx323275B0_power element=line.Tpx323275B0 terminal=1 mode=1 ppolar=no
New Monitor.linhaPV_Tpx323277B0_power | element=line.Tpx323277B0 | terminal=1 mode=1 ppolar=no | New Monitor.linhaPV_Tpx323277B0_power element=line.Tpx323277B0 terminal=1 mode=1 ppolar=no | New Monitor.linhaPV_Tpx323277B0_power element=line.Tpx323277B0 terminal=1 mode=1 ppolar=no
New Monitor.linhaPV_Tpx323279B0_power | element=line.Tpx323279B0 | terminal=1 mode=1 ppolar=no | New Monitor.linhaPV_Tpx323279B0_power element=line.Tpx323279B0 terminal=1 mode=1 ppolar=no | New Monitor.linhaPV_Tpx323279B0_power element=line.Tpx323279B0 terminal=1 mode=1 ppolar=no
New Monitor.linhaPV_Tpx323280B0_power | element=line.Tpx323280B0 | terminal=1 mode=1 ppolar=no | New Monitor.linhaPV_Tpx323280B0_power element=line.Tpx323280B0 terminal=1 mode=1 ppolar=no | New Monitor.linhaPV_Tpx323280B0_power element=line.Tpx323280B0 terminal=1 mode=1 ppolar=no
New Monitor.linhaPV_Tpx323282B0_power | element=line.Tpx323282B0 | terminal=1 mode=1 ppolar=no | New Monitor.linhaPV_Tpx323282B0_power element=line.Tpx323282B0 terminal=1 mode=1 ppolar=no | New Monitor.linhaPV_Tpx323282B0_power element=line.Tpx323282B0 terminal=1 mode=1 ppolar=no
New Monitor.linhaPV_Tpx323283B0_power | element=line.Tpx323283B0 | terminal=1 mode=1 ppolar=no | New Monitor.linhaPV_Tpx323283B0_power element=line.Tpx323283B0 terminal=1 mode=1 ppolar=no | New Monitor.linhaPV_Tpx323283B0_power element=line.Tpx323283B0 terminal=1 mode=1 ppolar=no
New Monitor.linhaPV_Tpx323284B0_power | element=line.Tpx323284B0 | terminal=1 mode=1 ppolar=no | New Monitor.linhaPV_Tpx323284B0_power element=line.Tpx323284B0 terminal=1 mode=1 ppolar=no | New Monitor.linhaPV_Tpx323284B0_power element=line.Tpx323284B0 terminal=1 mode=1 ppolar=no
New Monitor.linhaPV_Tpx323285B0_power | element=line.Tpx323285B0 | terminal=1 mode=1 ppolar=no | New Monitor.linhaPV_Tpx323285B0_power element=line.Tpx323285B0 terminal=1 mode=1 ppolar=no | New Monitor.linhaPV_Tpx323285B0_power element=line.Tpx323285B0 terminal=1 mode=1 ppolar=no
New Monitor.linhaPV_Tpx323286B0_power | element=line.Tpx323286B0 | terminal=1 mode=1 ppolar=no | New Monitor.linhaPV_Tpx323286B0_power element=line.Tpx323286B0 terminal=1 mode=1 ppolar=no | New Monitor.linhaPV_Tpx323286B0_power element=line.Tpx323286B0 terminal=1 mode=1 ppolar=no
New Monitor.linhaPV_Tpx323287B0_power | element=line.Tpx323287B0 | terminal=1 mode=1 ppolar=no | New Monitor.linhaPV_Tpx323287B0_power element=line.Tpx323287B0 terminal=1 mode=1 ppolar=no | New Monitor.linhaPV_Tpx323287B0_power element=line.Tpx323287B0 terminal=1 mode=1 ppolar=no
New Monitor.linhaPV_Tpx323387B0_power | element=line.Tpx323387B0 | terminal=1 mode=1 ppolar=no | New Monitor.linhaPV_Tpx323387B0_power element=line.Tpx323387B0 terminal=1 mode=1 ppolar=no | New Monitor.linhaPV_Tpx323387B0_power element=line.Tpx323387B0 terminal=1 mode=1 ppolar=no
New Monitor.linhaPV_Tpx323388B0_power | element=line.Tpx323388B0 | terminal=1 mode=1 ppolar=no | New Monitor.linhaPV_Tpx323388B0_power element=line.Tpx323388B0 terminal=1 mode=1 ppolar=no | New Monitor.linhaPV_Tpx323388B0_power element=line.Tpx323388B0 terminal=1 mode=1 ppolar=no
New Monitor.linhaPV_Tpx323389B0_power | element=line.Tpx323389B0 | terminal=1 mode=1 ppolar=no | New Monitor.linhaPV_Tpx323389B0_power element=line.Tpx323389B0 terminal=1 mode=1 ppolar=no | New Monitor.linhaPV_Tpx323389B0_power element=line.Tpx323389B0 terminal=1 mode=1 ppolar=no
New Monitor.linhaPV_Tpx323391B0_power | element=line.Tpx323391B0 | terminal=1 mode=1 ppolar=no | New Monitor.linhaPV_Tpx323391B0_power element=line.Tpx323391B0 terminal=1 mode=1 ppolar=no | New Monitor.linhaPV_Tpx323391B0_power element=line.Tpx323391B0 terminal=1 mode=1 ppolar=no
New Monitor.linhaPV_Tpx323392B0_power | element=line.Tpx323392B0 | terminal=1 mode=1 ppolar=no | New Monitor.linhaPV_Tpx323392B0_power element=line.Tpx323392B0 terminal=1 mode=1 ppolar=no | New Monitor.linhaPV_Tpx323392B0_power element=line.Tpx323392B0 terminal=1 mode=1 ppolar=no
New Monitor.linhaPV_Tpx323394B0_power | element=line.Tpx323394B0 | terminal=1 mode=1 ppolar=no | New Monitor.linhaPV_Tpx323394B0_power element=line.Tpx323394B0 terminal=1 mode=1 ppolar=no | New Monitor.linhaPV_Tpx323394B0_power element=line.Tpx323394B0 terminal=1 mode=1 ppolar=no
New Monitor.linhaPV_Tpx323397B0_power | element=line.Tpx323397B0 | terminal=1 mode=1 ppolar=no | New Monitor.linhaPV_Tpx323397B0_power element=line.Tpx323397B0 terminal=1 mode=1 ppolar=no | New Monitor.linhaPV_Tpx323397B0_power element=line.Tpx323397B0 terminal=1 mode=1 ppolar=no
New Monitor.linhaPV_Tpx323398B0_power | element=line.Tpx323398B0 | terminal=1 mode=1 ppolar=no | New Monitor.linhaPV_Tpx323398B0_power element=line.Tpx323398B0 terminal=1 mode=1 ppolar=no | New Monitor.linhaPV_Tpx323398B0_power element=line.Tpx323398B0 terminal=1 mode=1 ppolar=no
New Monitor.linhaPV_Tpx323399B0_power | element=line.Tpx323399B0 | terminal=1 mode=1 ppolar=no | New Monitor.linhaPV_Tpx323399B0_power element=line.Tpx323399B0 terminal=1 mode=1 ppolar=no | New Monitor.linhaPV_Tpx323399B0_power element=line.Tpx323399B0 terminal=1 mode=1 ppolar=no
New Monitor.linhaPV_Tpx323400B0_power | element=line.Tpx323400B0 | terminal=1 mode=1 ppolar=no | New Monitor.linhaPV_Tpx323400B0_power element=line.Tpx323400B0 terminal=1 mode=1 ppolar=no | New Monitor.linhaPV_Tpx323400B0_power element=line.Tpx323400B0 terminal=1 mode=1 ppolar=no
New Monitor.linhaPV_Tpx323403B0_power | element=line.Tpx323403B0 | terminal=1 mode=1 ppolar=no | New Monitor.linhaPV_Tpx323403B0_power element=line.Tpx323403B0 terminal=1 mode=1 ppolar=no | New Monitor.linhaPV_Tpx323403B0_power element=line.Tpx323403B0 terminal=1 mode=1 ppolar=no
New Monitor.linhaPV_Tpx323418A0_power | element=line.Tpx323418A0 | terminal=1 mode=1 ppolar=no | New Monitor.linhaPV_Tpx323418A0_power element=line.Tpx323418A0 terminal=1 mode=1 ppolar=no | New Monitor.linhaPV_Tpx323418A0_power element=line.Tpx323418A0 terminal=1 mode=1 ppolar=no
New Monitor.linhaPV_Tpx325245B0_power | element=line.Tpx325245B0 | terminal=1 mode=1 ppolar=no | New Monitor.linhaPV_Tpx325245B0_power element=line.Tpx325245B0 terminal=1 mode=1 ppolar=no | New Monitor.linhaPV_Tpx325245B0_power element=line.Tpx325245B0 terminal=1 mode=1 ppolar=no
New Monitor.linhaPV_Tpx325472B0_power | element=line.Tpx325472B0 | terminal=1 mode=1 ppolar=no | New Monitor.linhaPV_Tpx325472B0_power element=line.Tpx325472B0 terminal=1 mode=1 ppolar=no | New Monitor.linhaPV_Tpx325472B0_power element=line.Tpx325472B0 terminal=1 mode=1 ppolar=no
New Monitor.linhaPV_Tpx325473B0_power | element=line.Tpx325473B0 | terminal=1 mode=1 ppolar=no | New Monitor.linhaPV_Tpx325473B0_power element=line.Tpx325473B0 terminal=1 mode=1 ppolar=no | New Monitor.linhaPV_Tpx325473B0_power element=line.Tpx325473B0 terminal=1 mode=1 ppolar=no
New Monitor.linhaPV_Tpx325474B0_power | element=line.Tpx325474B0 | terminal=1 mode=1 ppolar=no | New Monitor.linhaPV_Tpx325474B0_power element=line.Tpx325474B0 terminal=1 mode=1 ppolar=no | New Monitor.linhaPV_Tpx325474B0_power element=line.Tpx325474B0 terminal=1 mode=1 ppolar=no
New Monitor.linhaPV_Tpx328363B0_power | element=line.Tpx328363B0 | terminal=1 mode=1 ppolar=no | New Monitor.linhaPV_Tpx328363B0_power element=line.Tpx328363B0 terminal=1 mode=1 ppolar=no | New Monitor.linhaPV_Tpx328363B0_power element=line.Tpx328363B0 terminal=1 mode=1 ppolar=no
New Monitor.linhaPV_Tpx328364C0_power | element=line.Tpx328364C0 | terminal=1 mode=1 ppolar=no | New Monitor.linhaPV_Tpx328364C0_power element=line.Tpx328364C0 terminal=1 mode=1 ppolar=no | New Monitor.linhaPV_Tpx328364C0_power element=line.Tpx328364C0 terminal=1 mode=1 ppolar=no
New Monitor.linhaPV_Tpx328365B0_power | element=line.Tpx328365B0 | terminal=1 mode=1 ppolar=no | New Monitor.linhaPV_Tpx328365B0_power element=line.Tpx328365B0 terminal=1 mode=1 ppolar=no | New Monitor.linhaPV_Tpx328365B0_power element=line.Tpx328365B0 terminal=1 mode=1 ppolar=no
New Monitor.linhaPV_Tpx328367C0_power | element=line.Tpx328367C0 | terminal=1 mode=1 ppolar=no | New Monitor.linhaPV_Tpx328367C0_power element=line.Tpx328367C0 terminal=1 mode=1 ppolar=no | New Monitor.linhaPV_Tpx328367C0_power element=line.Tpx328367C0 terminal=1 mode=1 ppolar=no
New Monitor.linhaPV_Tpx330121B0_power | element=line.Tpx330121B0 | terminal=1 mode=1 ppolar=no | New Monitor.linhaPV_Tpx330121B0_power element=line.Tpx330121B0 terminal=1 mode=1 ppolar=no | New Monitor.linhaPV_Tpx330121B0_power element=line.Tpx330121B0 terminal=1 mode=1 ppolar=no
New Monitor.linhaPV_Tpx330122B0_power | element=line.Tpx330122B0 | terminal=1 mode=1 ppolar=no | New Monitor.linhaPV_Tpx330122B0_power element=line.Tpx330122B0 terminal=1 mode=1 ppolar=no | New Monitor.linhaPV_Tpx330122B0_power element=line.Tpx330122B0 terminal=1 mode=1 ppolar=no
New Monitor.linhaPV_Tpx337614B0_power | element=line.Tpx337614B0 | terminal=1 mode=1 ppolar=no | New Monitor.linhaPV_Tpx337614B0_power element=line.Tpx337614B0 terminal=1 mode=1 ppolar=no | New Monitor.linhaPV_Tpx337614B0_power element=line.Tpx337614B0 terminal=1 mode=1 ppolar=no
New Monitor.linhaPV_Tpx337619A0_power | element=line.Tpx337619A0 | terminal=1 mode=1 ppolar=no | New Monitor.linhaPV_Tpx337619A0_power element=line.Tpx337619A0 terminal=1 mode=1 ppolar=no | New Monitor.linhaPV_Tpx337619A0_power element=line.Tpx337619A0 terminal=1 mode=1 ppolar=no
New Monitor.linhaPV_Tpx337619B0_power | element=line.Tpx337619B0 | terminal=1 mode=1 ppolar=no | New Monitor.linhaPV_Tpx337619B0_power element=line.Tpx337619B0 terminal=1 mode=1 ppolar=no | New Monitor.linhaPV_Tpx337619B0_power element=line.Tpx337619B0 terminal=1 mode=1 ppolar=no
New Monitor.linhaPV_Tpx337619C0_power | element=line.Tpx337619C0 | terminal=1 mode=1 ppolar=no | New Monitor.linhaPV_Tpx337619C0_power element=line.Tpx337619C0 terminal=1 mode=1 ppolar=no | New Monitor.linhaPV_Tpx337619C0_power element=line.Tpx337619C0 terminal=1 mode=1 ppolar=no
New Monitor.linhaPV_Tpx337623C0_power | element=line.Tpx337623C0 | terminal=1 mode=1 ppolar=no | New Monitor.linhaPV_Tpx337623C0_power element=line.Tpx337623C0 terminal=1 mode=1 ppolar=no | New Monitor.linhaPV_Tpx337623C0_power element=line.Tpx337623C0 terminal=1 mode=1 ppolar=no
New Monitor.linhaPV_Tpx337624C0_power | element=line.Tpx337624C0 | terminal=1 mode=1 ppolar=no | New Monitor.linhaPV_Tpx337624C0_power element=line.Tpx337624C0 terminal=1 mode=1 ppolar=no | New Monitor.linhaPV_Tpx337624C0_power element=line.Tpx337624C0 terminal=1 mode=1 ppolar=no
New Monitor.linhaPV_Tpx337625C0_power | element=line.Tpx337625C0 | terminal=1 mode=1 ppolar=no | New Monitor.linhaPV_Tpx337625C0_power element=line.Tpx337625C0 terminal=1 mode=1 ppolar=no | New Monitor.linhaPV_Tpx337625C0_power element=line.Tpx337625C0 terminal=1 mode=1 ppolar=no
New Monitor.linhaPV_Tpx337626C0_power | element=line.Tpx337626C0 | terminal=1 mode=1 ppolar=no | New Monitor.linhaPV_Tpx337626C0_power element=line.Tpx337626C0 terminal=1 mode=1 ppolar=no | New Monitor.linhaPV_Tpx337626C0_power element=line.Tpx337626C0 terminal=1 mode=1 ppolar=no
New Monitor.linhaPV_Tpx337627C0_power | element=line.Tpx337627C0 | terminal=1 mode=1 ppolar=no | New Monitor.linhaPV_Tpx337627C0_power element=line.Tpx337627C0 terminal=1 mode=1 ppolar=no | New Monitor.linhaPV_Tpx337627C0_power element=line.Tpx337627C0 terminal=1 mode=1 ppolar=no
New Monitor.linhaPV_Tpx337628C0_power | element=line.Tpx337628C0 | terminal=1 mode=1 ppolar=no | New Monitor.linhaPV_Tpx337628C0_power element=line.Tpx337628C0 terminal=1 mode=1 ppolar=no | New Monitor.linhaPV_Tpx337628C0_power element=line.Tpx337628C0 terminal=1 mode=1 ppolar=no
New Monitor.linhaPV_Tpx337629C0_power | element=line.Tpx337629C0 | terminal=1 mode=1 ppolar=no | New Monitor.linhaPV_Tpx337629C0_power element=line.Tpx337629C0 terminal=1 mode=1 ppolar=no | New Monitor.linhaPV_Tpx337629C0_power element=line.Tpx337629C0 terminal=1 mode=1 ppolar=no
New Monitor.linhaPV_Tpx337630C0_power | element=line.Tpx337630C0 | terminal=1 mode=1 ppolar=no | New Monitor.linhaPV_Tpx337630C0_power element=line.Tpx337630C0 terminal=1 mode=1 ppolar=no | New Monitor.linhaPV_Tpx337630C0_power element=line.Tpx337630C0 terminal=1 mode=1 ppolar=no
New Monitor.linhaPV_Tpx337631C0_power | element=line.Tpx337631C0 | terminal=1 mode=1 ppolar=no | New Monitor.linhaPV_Tpx337631C0_power element=line.Tpx337631C0 terminal=1 mode=1 ppolar=no | New Monitor.linhaPV_Tpx337631C0_power element=line.Tpx337631C0 terminal=1 mode=1 ppolar=no
New Monitor.linhaPV_Tpx337632C0_power | element=line.Tpx337632C0 | terminal=1 mode=1 ppolar=no | New Monitor.linhaPV_Tpx337632C0_power element=line.Tpx337632C0 terminal=1 mode=1 ppolar=no | New Monitor.linhaPV_Tpx337632C0_power element=line.Tpx337632C0 terminal=1 mode=1 ppolar=no
New Monitor.linhaPV_Tpx337633C0_power | element=line.Tpx337633C0 | terminal=1 mode=1 ppolar=no | New Monitor.linhaPV_Tpx337633C0_power element=line.Tpx337633C0 terminal=1 mode=1 ppolar=no | New Monitor.linhaPV_Tpx337633C0_power element=line.Tpx337633C0 terminal=1 mode=1 ppolar=no
New Monitor.linhaPV_Tpx337634C0_power | element=line.Tpx337634C0 | terminal=1 mode=1 ppolar=no | New Monitor.linhaPV_Tpx337634C0_power element=line.Tpx337634C0 terminal=1 mode=1 ppolar=no | New Monitor.linhaPV_Tpx337634C0_power element=line.Tpx337634C0 terminal=1 mode=1 ppolar=no
New Monitor.linhaPV_Tpx337635C0_power | element=line.Tpx337635C0 | terminal=1 mode=1 ppolar=no | New Monitor.linhaPV_Tpx337635C0_power element=line.Tpx337635C0 terminal=1 mode=1 ppolar=no | New Monitor.linhaPV_Tpx337635C0_power element=line.Tpx337635C0 terminal=1 mode=1 ppolar=no
New Monitor.linhaPV_Tpx337636C0_power | element=line.Tpx337636C0 | terminal=1 mode=1 ppolar=no | New Monitor.linhaPV_Tpx337636C0_power element=line.Tpx337636C0 terminal=1 mode=1 ppolar=no | New Monitor.linhaPV_Tpx337636C0_power element=line.Tpx337636C0 terminal=1 mode=1 ppolar=no
New Monitor.linhaPV_Tpx337641C0_power | element=line.Tpx337641C0 | terminal=1 mode=1 ppolar=no | New Monitor.linhaPV_Tpx337641C0_power element=line.Tpx337641C0 terminal=1 mode=1 ppolar=no | New Monitor.linhaPV_Tpx337641C0_power element=line.Tpx337641C0 terminal=1 mode=1 ppolar=no
New Monitor.linhaPV_Tpx337642C0_power | element=line.Tpx337642C0 | terminal=1 mode=1 ppolar=no | New Monitor.linhaPV_Tpx337642C0_power element=line.Tpx337642C0 terminal=1 mode=1 ppolar=no | New Monitor.linhaPV_Tpx337642C0_power element=line.Tpx337642C0 terminal=1 mode=1 ppolar=no
New Monitor.linhaPV_Tpx337643C0_power | element=line.Tpx337643C0 | terminal=1 mode=1 ppolar=no | New Monitor.linhaPV_Tpx337643C0_power element=line.Tpx337643C0 terminal=1 mode=1 ppolar=no | New Monitor.linhaPV_Tpx337643C0_power element=line.Tpx337643C0 terminal=1 mode=1 ppolar=no
New Monitor.linhaPV_Tpx337645B0_power | element=line.Tpx337645B0 | terminal=1 mode=1 ppolar=no | New Monitor.linhaPV_Tpx337645B0_power element=line.Tpx337645B0 terminal=1 mode=1 ppolar=no | New Monitor.linhaPV_Tpx337645B0_power element=line.Tpx337645B0 terminal=1 mode=1 ppolar=no
New Monitor.linhaPV_Tpx337646B0_power | element=line.Tpx337646B0 | terminal=1 mode=1 ppolar=no | New Monitor.linhaPV_Tpx337646B0_power element=line.Tpx337646B0 terminal=1 mode=1 ppolar=no | New Monitor.linhaPV_Tpx337646B0_power element=line.Tpx337646B0 terminal=1 mode=1 ppolar=no
New Monitor.linhaPV_Tpx337647A0_power | element=line.Tpx337647A0 | terminal=1 mode=1 ppolar=no | New Monitor.linhaPV_Tpx337647A0_power element=line.Tpx337647A0 terminal=1 mode=1 ppolar=no | New Monitor.linhaPV_Tpx337647A0_power element=line.Tpx337647A0 terminal=1 mode=1 ppolar=no
New Monitor.linhaPV_Tpx337648B0_power | element=line.Tpx337648B0 | terminal=1 mode=1 ppolar=no | New Monitor.linhaPV_Tpx337648B0_power element=line.Tpx337648B0 terminal=1 mode=1 ppolar=no | New Monitor.linhaPV_Tpx337648B0_power element=line.Tpx337648B0 terminal=1 mode=1 ppolar=no
New Monitor.linhaPV_Tpx337650A0_power | element=line.Tpx337650A0 | terminal=1 mode=1 ppolar=no | New Monitor.linhaPV_Tpx337650A0_power element=line.Tpx337650A0 terminal=1 mode=1 ppolar=no | New Monitor.linhaPV_Tpx337650A0_power element=line.Tpx337650A0 terminal=1 mode=1 ppolar=no
New Monitor.linhaPV_Tpx337652B0_power | element=line.Tpx337652B0 | terminal=1 mode=1 ppolar=no | New Monitor.linhaPV_Tpx337652B0_power element=line.Tpx337652B0 terminal=1 mode=1 ppolar=no | New Monitor.linhaPV_Tpx337652B0_power element=line.Tpx337652B0 terminal=1 mode=1 ppolar=no
New Monitor.linhaPV_Tpx337653B0_power | element=line.Tpx337653B0 | terminal=1 mode=1 ppolar=no | New Monitor.linhaPV_Tpx337653B0_power element=line.Tpx337653B0 terminal=1 mode=1 ppolar=no | New Monitor.linhaPV_Tpx337653B0_power element=line.Tpx337653B0 terminal=1 mode=1 ppolar=no
New Monitor.linhaPV_Tpx337654C0_power | element=line.Tpx337654C0 | terminal=1 mode=1 ppolar=no | New Monitor.linhaPV_Tpx337654C0_power element=line.Tpx337654C0 terminal=1 mode=1 ppolar=no | New Monitor.linhaPV_Tpx337654C0_power element=line.Tpx337654C0 terminal=1 mode=1 ppolar=no
New Monitor.linhaPV_Tpx337655C0_power | element=line.Tpx337655C0 | terminal=1 mode=1 ppolar=no | New Monitor.linhaPV_Tpx337655C0_power element=line.Tpx337655C0 terminal=1 mode=1 ppolar=no | New Monitor.linhaPV_Tpx337655C0_power element=line.Tpx337655C0 terminal=1 mode=1 ppolar=no
New Monitor.linhaPV_Tpx337659C0_power | element=line.Tpx337659C0 | terminal=1 mode=1 ppolar=no | New Monitor.linhaPV_Tpx337659C0_power element=line.Tpx337659C0 terminal=1 mode=1 ppolar=no | New Monitor.linhaPV_Tpx337659C0_power element=line.Tpx337659C0 terminal=1 mode=1 ppolar=no
New Monitor.linhaPV_Tpx337660C0_power | element=line.Tpx337660C0 | terminal=1 mode=1 ppolar=no | New Monitor.linhaPV_Tpx337660C0_power element=line.Tpx337660C0 terminal=1 mode=1 ppolar=no | New Monitor.linhaPV_Tpx337660C0_power element=line.Tpx337660C0 terminal=1 mode=1 ppolar=no
New Monitor.linhaPV_Tpx337661B0_power | element=line.Tpx337661B0 | terminal=1 mode=1 ppolar=no | New Monitor.linhaPV_Tpx337661B0_power element=line.Tpx337661B0 terminal=1 mode=1 ppolar=no | New Monitor.linhaPV_Tpx337661B0_power element=line.Tpx337661B0 terminal=1 mode=1 ppolar=no
New Monitor.linhaPV_Tpx337665B0_power | element=line.Tpx337665B0 | terminal=1 mode=1 ppolar=no | New Monitor.linhaPV_Tpx337665B0_power element=line.Tpx337665B0 terminal=1 mode=1 ppolar=no | New Monitor.linhaPV_Tpx337665B0_power element=line.Tpx337665B0 terminal=1 mode=1 ppolar=no
New Monitor.linhaPV_Tpx337666B0_power | element=line.Tpx337666B0 | terminal=1 mode=1 ppolar=no | New Monitor.linhaPV_Tpx337666B0_power element=line.Tpx337666B0 terminal=1 mode=1 ppolar=no | New Monitor.linhaPV_Tpx337666B0_power element=line.Tpx337666B0 terminal=1 mode=1 ppolar=no
New Monitor.linhaPV_Tpx337668B0_power | element=line.Tpx337668B0 | terminal=1 mode=1 ppolar=no | New Monitor.linhaPV_Tpx337668B0_power element=line.Tpx337668B0 terminal=1 mode=1 ppolar=no | New Monitor.linhaPV_Tpx337668B0_power element=line.Tpx337668B0 terminal=1 mode=1 ppolar=no
New Monitor.linhaPV_Tpx337669A0_power | element=line.Tpx337669A0 | terminal=1 mode=1 ppolar=no | New Monitor.linhaPV_Tpx337669A0_power element=line.Tpx337669A0 terminal=1 mode=1 ppolar=no | New Monitor.linhaPV_Tpx337669A0_power element=line.Tpx337669A0 terminal=1 mode=1 ppolar=no
New Monitor.linhaPV_Tpx337671A0_power | element=line.Tpx337671A0 | terminal=1 mode=1 ppolar=no | New Monitor.linhaPV_Tpx337671A0_power element=line.Tpx337671A0 terminal=1 mode=1 ppolar=no | New Monitor.linhaPV_Tpx337671A0_power element=line.Tpx337671A0 terminal=1 mode=1 ppolar=no
New Monitor.linhaPV_Tpx337672B0_power | element=line.Tpx337672B0 | terminal=1 mode=1 ppolar=no | New Monitor.linhaPV_Tpx337672B0_power element=line.Tpx337672B0 terminal=1 mode=1 ppolar=no | New Monitor.linhaPV_Tpx337672B0_power element=line.Tpx337672B0 terminal=1 mode=1 ppolar=no
New Monitor.linhaPV_Tpx337673A0_power | element=line.Tpx337673A0 | terminal=1 mode=1 ppolar=no | New Monitor.linhaPV_Tpx337673A0_power element=line.Tpx337673A0 terminal=1 mode=1 ppolar=no | New Monitor.linhaPV_Tpx337673A0_power element=line.Tpx337673A0 terminal=1 mode=1 ppolar=no
New Monitor.linhaPV_Tpx337674A0_power | element=line.Tpx337674A0 | terminal=1 mode=1 ppolar=no | New Monitor.linhaPV_Tpx337674A0_power element=line.Tpx337674A0 terminal=1 mode=1 ppolar=no | New Monitor.linhaPV_Tpx337674A0_power element=line.Tpx337674A0 terminal=1 mode=1 ppolar=no
New Monitor.linhaPV_Tpx337675A0_power | element=line.Tpx337675A0 | terminal=1 mode=1 ppolar=no | New Monitor.linhaPV_Tpx337675A0_power element=line.Tpx337675A0 terminal=1 mode=1 ppolar=no | New Monitor.linhaPV_Tpx337675A0_power element=line.Tpx337675A0 terminal=1 mode=1 ppolar=no
New Monitor.linhaPV_Tpx337676A0_power | element=line.Tpx337676A0 | terminal=1 mode=1 ppolar=no | New Monitor.linhaPV_Tpx337676A0_power element=line.Tpx337676A0 terminal=1 mode=1 ppolar=no | New Monitor.linhaPV_Tpx337676A0_power element=line.Tpx337676A0 terminal=1 mode=1 ppolar=no
New Monitor.linhaPV_Tpx337677A0_power | element=line.Tpx337677A0 | terminal=1 mode=1 ppolar=no | New Monitor.linhaPV_Tpx337677A0_power element=line.Tpx337677A0 terminal=1 mode=1 ppolar=no | New Monitor.linhaPV_Tpx337677A0_power element=line.Tpx337677A0 terminal=1 mode=1 ppolar=no
New Monitor.linhaPV_Tpx337678A0_power | element=line.Tpx337678A0 | terminal=1 mode=1 ppolar=no | New Monitor.linhaPV_Tpx337678A0_power element=line.Tpx337678A0 terminal=1 mode=1 ppolar=no | New Monitor.linhaPV_Tpx337678A0_power element=line.Tpx337678A0 terminal=1 mode=1 ppolar=no
New Monitor.linhaPV_Tpx337679A0_power | element=line.Tpx337679A0 | terminal=1 mode=1 ppolar=no | New Monitor.linhaPV_Tpx337679A0_power element=line.Tpx337679A0 terminal=1 mode=1 ppolar=no | New Monitor.linhaPV_Tpx337679A0_power element=line.Tpx337679A0 terminal=1 mode=1 ppolar=no
New Monitor.linhaPV_Tpx337684A0_power | element=line.Tpx337684A0 | terminal=1 mode=1 ppolar=no | New Monitor.linhaPV_Tpx337684A0_power element=line.Tpx337684A0 terminal=1 mode=1 ppolar=no | New Monitor.linhaPV_Tpx337684A0_power element=line.Tpx337684A0 terminal=1 mode=1 ppolar=no
New Monitor.linhaPV_Tpx337687B0_power | element=line.Tpx337687B0 | terminal=1 mode=1 ppolar=no | New Monitor.linhaPV_Tpx337687B0_power element=line.Tpx337687B0 terminal=1 mode=1 ppolar=no | New Monitor.linhaPV_Tpx337687B0_power element=line.Tpx337687B0 terminal=1 mode=1 ppolar=no
New Monitor.linhaPV_Tpx337688B0_power | element=line.Tpx337688B0 | terminal=1 mode=1 ppolar=no | New Monitor.linhaPV_Tpx337688B0_power element=line.Tpx337688B0 terminal=1 mode=1 ppolar=no | New Monitor.linhaPV_Tpx337688B0_power element=line.Tpx337688B0 terminal=1 mode=1 ppolar=no
New Monitor.linhaPV_Tpx337689B0_power | element=line.Tpx337689B0 | terminal=1 mode=1 ppolar=no | New Monitor.linhaPV_Tpx337689B0_power element=line.Tpx337689B0 terminal=1 mode=1 ppolar=no | New Monitor.linhaPV_Tpx337689B0_power element=line.Tpx337689B0 terminal=1 mode=1 ppolar=no
New Monitor.linhaPV_Tpx337690B0_power | element=line.Tpx337690B0 | terminal=1 mode=1 ppolar=no | New Monitor.linhaPV_Tpx337690B0_power element=line.Tpx337690B0 terminal=1 mode=1 ppolar=no | New Monitor.linhaPV_Tpx337690B0_power element=line.Tpx337690B0 terminal=1 mode=1 ppolar=no
New Monitor.linhaPV_Tpx337691B0_power | element=line.Tpx337691B0 | terminal=1 mode=1 ppolar=no | New Monitor.linhaPV_Tpx337691B0_power element=line.Tpx337691B0 terminal=1 mode=1 ppolar=no | New Monitor.linhaPV_Tpx337691B0_power element=line.Tpx337691B0 terminal=1 mode=1 ppolar=no
New Monitor.linhaPV_Tpx337692B0_power | element=line.Tpx337692B0 | terminal=1 mode=1 ppolar=no | New Monitor.linhaPV_Tpx337692B0_power element=line.Tpx337692B0 terminal=1 mode=1 ppolar=no | New Monitor.linhaPV_Tpx337692B0_power element=line.Tpx337692B0 terminal=1 mode=1 ppolar=no
New Monitor.linhaPV_Tpx337693B0_power | element=line.Tpx337693B0 | terminal=1 mode=1 ppolar=no | New Monitor.linhaPV_Tpx337693B0_power element=line.Tpx337693B0 terminal=1 mode=1 ppolar=no | New Monitor.linhaPV_Tpx337693B0_power element=line.Tpx337693B0 terminal=1 mode=1 ppolar=no
New Monitor.linhaPV_Tpx337694B0_power | element=line.Tpx337694B0 | terminal=1 mode=1 ppolar=no | New Monitor.linhaPV_Tpx337694B0_power element=line.Tpx337694B0 terminal=1 mode=1 ppolar=no | New Monitor.linhaPV_Tpx337694B0_power element=line.Tpx337694B0 terminal=1 mode=1 ppolar=no
New Monitor.linhaPV_Tpx337695B0_power | element=line.Tpx337695B0 | terminal=1 mode=1 ppolar=no | New Monitor.linhaPV_Tpx337695B0_power element=line.Tpx337695B0 terminal=1 mode=1 ppolar=no | New Monitor.linhaPV_Tpx337695B0_power element=line.Tpx337695B0 terminal=1 mode=1 ppolar=no
New Monitor.linhaPV_Tpx337696B0_power | element=line.Tpx337696B0 | terminal=1 mode=1 ppolar=no | New Monitor.linhaPV_Tpx337696B0_power element=line.Tpx337696B0 terminal=1 mode=1 ppolar=no | New Monitor.linhaPV_Tpx337696B0_power element=line.Tpx337696B0 terminal=1 mode=1 ppolar=no
New Monitor.linhaPV_Tpx337697B0_power | element=line.Tpx337697B0 | terminal=1 mode=1 ppolar=no | New Monitor.linhaPV_Tpx337697B0_power element=line.Tpx337697B0 terminal=1 mode=1 ppolar=no | New Monitor.linhaPV_Tpx337697B0_power element=line.Tpx337697B0 terminal=1 mode=1 ppolar=no
New Monitor.linhaPV_Tpx337698B0_power | element=line.Tpx337698B0 | terminal=1 mode=1 ppolar=no | New Monitor.linhaPV_Tpx337698B0_power element=line.Tpx337698B0 terminal=1 mode=1 ppolar=no | New Monitor.linhaPV_Tpx337698B0_power element=line.Tpx337698B0 terminal=1 mode=1 ppolar=no
New Monitor.linhaPV_Tpx337699B0_power | element=line.Tpx337699B0 | terminal=1 mode=1 ppolar=no | New Monitor.linhaPV_Tpx337699B0_power element=line.Tpx337699B0 terminal=1 mode=1 ppolar=no | New Monitor.linhaPV_Tpx337699B0_power element=line.Tpx337699B0 terminal=1 mode=1 ppolar=no
New Monitor.linhaPV_Tpx337700B0_power | element=line.Tpx337700B0 | terminal=1 mode=1 ppolar=no | New Monitor.linhaPV_Tpx337700B0_power element=line.Tpx337700B0 terminal=1 mode=1 ppolar=no | New Monitor.linhaPV_Tpx337700B0_power element=line.Tpx337700B0 terminal=1 mode=1 ppolar=no
New Monitor.linhaPV_Tpx337701B0_power | element=line.Tpx337701B0 | terminal=1 mode=1 ppolar=no | New Monitor.linhaPV_Tpx337701B0_power element=line.Tpx337701B0 terminal=1 mode=1 ppolar=no | New Monitor.linhaPV_Tpx337701B0_power element=line.Tpx337701B0 terminal=1 mode=1 ppolar=no
New Monitor.linhaPV_Tpx337702B0_power | element=line.Tpx337702B0 | terminal=1 mode=1 ppolar=no | New Monitor.linhaPV_Tpx337702B0_power element=line.Tpx337702B0 terminal=1 mode=1 ppolar=no | New Monitor.linhaPV_Tpx337702B0_power element=line.Tpx337702B0 terminal=1 mode=1 ppolar=no
New Monitor.linhaPV_Tpx337703B0_power | element=line.Tpx337703B0 | terminal=1 mode=1 ppolar=no | New Monitor.linhaPV_Tpx337703B0_power element=line.Tpx337703B0 terminal=1 mode=1 ppolar=no | New Monitor.linhaPV_Tpx337703B0_power element=line.Tpx337703B0 terminal=1 mode=1 ppolar=no
New Monitor.linhaPV_Tpx337704B0_power | element=line.Tpx337704B0 | terminal=1 mode=1 ppolar=no | New Monitor.linhaPV_Tpx337704B0_power element=line.Tpx337704B0 terminal=1 mode=1 ppolar=no | New Monitor.linhaPV_Tpx337704B0_power element=line.Tpx337704B0 terminal=1 mode=1 ppolar=no
New Monitor.linhaPV_Tpx337705B0_power | element=line.Tpx337705B0 | terminal=1 mode=1 ppolar=no | New Monitor.linhaPV_Tpx337705B0_power element=line.Tpx337705B0 terminal=1 mode=1 ppolar=no | New Monitor.linhaPV_Tpx337705B0_power element=line.Tpx337705B0 terminal=1 mode=1 ppolar=no
New Monitor.linhaPV_Tpx337706B0_power | element=line.Tpx337706B0 | terminal=1 mode=1 ppolar=no | New Monitor.linhaPV_Tpx337706B0_power element=line.Tpx337706B0 terminal=1 mode=1 ppolar=no | New Monitor.linhaPV_Tpx337706B0_power element=line.Tpx337706B0 terminal=1 mode=1 ppolar=no
New Monitor.linhaPV_Tpx337707B0_power | element=line.Tpx337707B0 | terminal=1 mode=1 ppolar=no | New Monitor.linhaPV_Tpx337707B0_power element=line.Tpx337707B0 terminal=1 mode=1 ppolar=no | New Monitor.linhaPV_Tpx337707B0_power element=line.Tpx337707B0 terminal=1 mode=1 ppolar=no
New Monitor.linhaPV_Tpx337708B0_power | element=line.Tpx337708B0 | terminal=1 mode=1 ppolar=no | New Monitor.linhaPV_Tpx337708B0_power element=line.Tpx337708B0 terminal=1 mode=1 ppolar=no | New Monitor.linhaPV_Tpx337708B0_power element=line.Tpx337708B0 terminal=1 mode=1 ppolar=no
New Monitor.linhaPV_Tpx337709B0_power | element=line.Tpx337709B0 | terminal=1 mode=1 ppolar=no | New Monitor.linhaPV_Tpx337709B0_power element=line.Tpx337709B0 terminal=1 mode=1 ppolar=no | New Monitor.linhaPV_Tpx337709B0_power element=line.Tpx337709B0 terminal=1 mode=1 ppolar=no
New Monitor.linhaPV_Tpx337710B0_power | element=line.Tpx337710B0 | terminal=1 mode=1 ppolar=no | New Monitor.linhaPV_Tpx337710B0_power element=line.Tpx337710B0 terminal=1 mode=1 ppolar=no | New Monitor.linhaPV_Tpx337710B0_power element=line.Tpx337710B0 terminal=1 mode=1 ppolar=no
New Monitor.linhaPV_Tpx337712C0_power | element=line.Tpx337712C0 | terminal=1 mode=1 ppolar=no | New Monitor.linhaPV_Tpx337712C0_power element=line.Tpx337712C0 terminal=1 mode=1 ppolar=no | New Monitor.linhaPV_Tpx337712C0_power element=line.Tpx337712C0 terminal=1 mode=1 ppolar=no
New Monitor.linhaPV_Tpx337713C0_power | element=line.Tpx337713C0 | terminal=1 mode=1 ppolar=no | New Monitor.linhaPV_Tpx337713C0_power element=line.Tpx337713C0 terminal=1 mode=1 ppolar=no | New Monitor.linhaPV_Tpx337713C0_power element=line.Tpx337713C0 terminal=1 mode=1 ppolar=no
New Monitor.linhaPV_Tpx337714C0_power | element=line.Tpx337714C0 | terminal=1 mode=1 ppolar=no | New Monitor.linhaPV_Tpx337714C0_power element=line.Tpx337714C0 terminal=1 mode=1 ppolar=no | New Monitor.linhaPV_Tpx337714C0_power element=line.Tpx337714C0 terminal=1 mode=1 ppolar=no
New Monitor.linhaPV_Tpx337715A0_power | element=line.Tpx337715A0 | terminal=1 mode=1 ppolar=no | New Monitor.linhaPV_Tpx337715A0_power element=line.Tpx337715A0 terminal=1 mode=1 ppolar=no | New Monitor.linhaPV_Tpx337715A0_power element=line.Tpx337715A0 terminal=1 mode=1 ppolar=no
New Monitor.linhaPV_Tpx337716A0_power | element=line.Tpx337716A0 | terminal=1 mode=1 ppolar=no | New Monitor.linhaPV_Tpx337716A0_power element=line.Tpx337716A0 terminal=1 mode=1 ppolar=no | New Monitor.linhaPV_Tpx337716A0_power element=line.Tpx337716A0 terminal=1 mode=1 ppolar=no
New Monitor.linhaPV_Tpx337717A0_power | element=line.Tpx337717A0 | terminal=1 mode=1 ppolar=no | New Monitor.linhaPV_Tpx337717A0_power element=line.Tpx337717A0 terminal=1 mode=1 ppolar=no | New Monitor.linhaPV_Tpx337717A0_power element=line.Tpx337717A0 terminal=1 mode=1 ppolar=no
New Monitor.linhaPV_Tpx337718A0_power | element=line.Tpx337718A0 | terminal=1 mode=1 ppolar=no | New Monitor.linhaPV_Tpx337718A0_power element=line.Tpx337718A0 terminal=1 mode=1 ppolar=no | New Monitor.linhaPV_Tpx337718A0_power element=line.Tpx337718A0 terminal=1 mode=1 ppolar=no
New Monitor.linhaPV_Tpx337720A0_power | element=line.Tpx337720A0 | terminal=1 mode=1 ppolar=no | New Monitor.linhaPV_Tpx337720A0_power element=line.Tpx337720A0 terminal=1 mode=1 ppolar=no | New Monitor.linhaPV_Tpx337720A0_power element=line.Tpx337720A0 terminal=1 mode=1 ppolar=no
New Monitor.linhaPV_Tpx337722A0_power | element=line.Tpx337722A0 | terminal=1 mode=1 ppolar=no | New Monitor.linhaPV_Tpx337722A0_power element=line.Tpx337722A0 terminal=1 mode=1 ppolar=no | New Monitor.linhaPV_Tpx337722A0_power element=line.Tpx337722A0 terminal=1 mode=1 ppolar=no
New Monitor.linhaPV_Tpx337723A0_power | element=line.Tpx337723A0 | terminal=1 mode=1 ppolar=no | New Monitor.linhaPV_Tpx337723A0_power element=line.Tpx337723A0 terminal=1 mode=1 ppolar=no | New Monitor.linhaPV_Tpx337723A0_power element=line.Tpx337723A0 terminal=1 mode=1 ppolar=no
New Monitor.linhaPV_Tpx337724A0_power | element=line.Tpx337724A0 | terminal=1 mode=1 ppolar=no | New Monitor.linhaPV_Tpx337724A0_power element=line.Tpx337724A0 terminal=1 mode=1 ppolar=no | New Monitor.linhaPV_Tpx337724A0_power element=line.Tpx337724A0 terminal=1 mode=1 ppolar=no
New Monitor.linhaPV_Tpx337728A0_power | element=line.Tpx337728A0 | terminal=1 mode=1 ppolar=no | New Monitor.linhaPV_Tpx337728A0_power element=line.Tpx337728A0 terminal=1 mode=1 ppolar=no | New Monitor.linhaPV_Tpx337728A0_power element=line.Tpx337728A0 terminal=1 mode=1 ppolar=no
New Monitor.linhaPV_Tpx337729A0_power | element=line.Tpx337729A0 | terminal=1 mode=1 ppolar=no | New Monitor.linhaPV_Tpx337729A0_power element=line.Tpx337729A0 terminal=1 mode=1 ppolar=no | New Monitor.linhaPV_Tpx337729A0_power element=line.Tpx337729A0 terminal=1 mode=1 ppolar=no
New Monitor.linhaPV_Tpx337729B0_power | element=line.Tpx337729B0 | terminal=1 mode=1 ppolar=no | New Monitor.linhaPV_Tpx337729B0_power element=line.Tpx337729B0 terminal=1 mode=1 ppolar=no | New Monitor.linhaPV_Tpx337729B0_power element=line.Tpx337729B0 terminal=1 mode=1 ppolar=no
New Monitor.linhaPV_Tpx337729C0_power | element=line.Tpx337729C0 | terminal=1 mode=1 ppolar=no | New Monitor.linhaPV_Tpx337729C0_power element=line.Tpx337729C0 terminal=1 mode=1 ppolar=no | New Monitor.linhaPV_Tpx337729C0_power element=line.Tpx337729C0 terminal=1 mode=1 ppolar=no
New Monitor.linhaPV_Tpx338893A0_power | element=line.Tpx338893A0 | terminal=1 mode=1 ppolar=no | New Monitor.linhaPV_Tpx338893A0_power element=line.Tpx338893A0 terminal=1 mode=1 ppolar=no | New Monitor.linhaPV_Tpx338893A0_power element=line.Tpx338893A0 terminal=1 mode=1 ppolar=no
New Monitor.linhaPV_Tpx338894A0_power | element=line.Tpx338894A0 | terminal=1 mode=1 ppolar=no | New Monitor.linhaPV_Tpx338894A0_power element=line.Tpx338894A0 terminal=1 mode=1 ppolar=no | New Monitor.linhaPV_Tpx338894A0_power element=line.Tpx338894A0 terminal=1 mode=1 ppolar=no
New Monitor.linhaPV_Tpx338896A0_power | element=line.Tpx338896A0 | terminal=1 mode=1 ppolar=no | New Monitor.linhaPV_Tpx338896A0_power element=line.Tpx338896A0 terminal=1 mode=1 ppolar=no | New Monitor.linhaPV_Tpx338896A0_power element=line.Tpx338896A0 terminal=1 mode=1 ppolar=no
New Monitor.linhaPV_Tpx338897A0_power | element=line.Tpx338897A0 | terminal=1 mode=1 ppolar=no | New Monitor.linhaPV_Tpx338897A0_power element=line.Tpx338897A0 terminal=1 mode=1 ppolar=no | New Monitor.linhaPV_Tpx338897A0_power element=line.Tpx338897A0 terminal=1 mode=1 ppolar=no
New Monitor.linhaPV_Tpx338898A0_power | element=line.Tpx338898A0 | terminal=1 mode=1 ppolar=no | New Monitor.linhaPV_Tpx338898A0_power element=line.Tpx338898A0 terminal=1 mode=1 ppolar=no | New Monitor.linhaPV_Tpx338898A0_power element=line.Tpx338898A0 terminal=1 mode=1 ppolar=no
New Monitor.linhaPV_Tpx338899C0_power | element=line.Tpx338899C0 | terminal=1 mode=1 ppolar=no | New Monitor.linhaPV_Tpx338899C0_power element=line.Tpx338899C0 terminal=1 mode=1 ppolar=no | New Monitor.linhaPV_Tpx338899C0_power element=line.Tpx338899C0 terminal=1 mode=1 ppolar=no
New Monitor.linhaPV_Tpx338900A0_power | element=line.Tpx338900A0 | terminal=1 mode=1 ppolar=no | New Monitor.linhaPV_Tpx338900A0_power element=line.Tpx338900A0 terminal=1 mode=1 ppolar=no | New Monitor.linhaPV_Tpx338900A0_power element=line.Tpx338900A0 terminal=1 mode=1 ppolar=no
New Monitor.linhaPV_Tpx338908C0_power | element=line.Tpx338908C0 | terminal=1 mode=1 ppolar=no | New Monitor.linhaPV_Tpx338908C0_power element=line.Tpx338908C0 terminal=1 mode=1 ppolar=no | New Monitor.linhaPV_Tpx338908C0_power element=line.Tpx338908C0 terminal=1 mode=1 ppolar=no
New Monitor.linhaPV_Tpx338910C0_power | element=line.Tpx338910C0 | terminal=1 mode=1 ppolar=no | New Monitor.linhaPV_Tpx338910C0_power element=line.Tpx338910C0 terminal=1 mode=1 ppolar=no | New Monitor.linhaPV_Tpx338910C0_power element=line.Tpx338910C0 terminal=1 mode=1 ppolar=no
New Monitor.linhaPV_Tpx338913B0_power | element=line.Tpx338913B0 | terminal=1 mode=1 ppolar=no | New Monitor.linhaPV_Tpx338913B0_power element=line.Tpx338913B0 terminal=1 mode=1 ppolar=no | New Monitor.linhaPV_Tpx338913B0_power element=line.Tpx338913B0 terminal=1 mode=1 ppolar=no
New Monitor.linhaPV_Tpx338915C0_power | element=line.Tpx338915C0 | terminal=1 mode=1 ppolar=no | New Monitor.linhaPV_Tpx338915C0_power element=line.Tpx338915C0 terminal=1 mode=1 ppolar=no | New Monitor.linhaPV_Tpx338915C0_power element=line.Tpx338915C0 terminal=1 mode=1 ppolar=no
New Monitor.linhaPV_Tpx338917A0_power | element=line.Tpx338917A0 | terminal=1 mode=1 ppolar=no | New Monitor.linhaPV_Tpx338917A0_power element=line.Tpx338917A0 terminal=1 mode=1 ppolar=no | New Monitor.linhaPV_Tpx338917A0_power element=line.Tpx338917A0 terminal=1 mode=1 ppolar=no
New Monitor.linhaPV_Tpx338918A0_power | element=line.Tpx338918A0 | terminal=1 mode=1 ppolar=no | New Monitor.linhaPV_Tpx338918A0_power element=line.Tpx338918A0 terminal=1 mode=1 ppolar=no | New Monitor.linhaPV_Tpx338918A0_power element=line.Tpx338918A0 terminal=1 mode=1 ppolar=no
New Monitor.linhaPV_Tpx338919A0_power | element=line.Tpx338919A0 | terminal=1 mode=1 ppolar=no | New Monitor.linhaPV_Tpx338919A0_power element=line.Tpx338919A0 terminal=1 mode=1 ppolar=no | New Monitor.linhaPV_Tpx338919A0_power element=line.Tpx338919A0 terminal=1 mode=1 ppolar=no
New Monitor.linhaPV_Tpx338920A0_power | element=line.Tpx338920A0 | terminal=1 mode=1 ppolar=no | New Monitor.linhaPV_Tpx338920A0_power element=line.Tpx338920A0 terminal=1 mode=1 ppolar=no | New Monitor.linhaPV_Tpx338920A0_power element=line.Tpx338920A0 terminal=1 mode=1 ppolar=no
New Monitor.linhaPV_Tpx338921A0_power | element=line.Tpx338921A0 | terminal=1 mode=1 ppolar=no | New Monitor.linhaPV_Tpx338921A0_power element=line.Tpx338921A0 terminal=1 mode=1 ppolar=no | New Monitor.linhaPV_Tpx338921A0_power element=line.Tpx338921A0 terminal=1 mode=1 ppolar=no
New Monitor.linhaPV_Tpx338922B0_power | element=line.Tpx338922B0 | terminal=1 mode=1 ppolar=no | New Monitor.linhaPV_Tpx338922B0_power element=line.Tpx338922B0 terminal=1 mode=1 ppolar=no | New Monitor.linhaPV_Tpx338922B0_power element=line.Tpx338922B0 terminal=1 mode=1 ppolar=no
New Monitor.linhaPV_Tpx338923C0_power | element=line.Tpx338923C0 | terminal=1 mode=1 ppolar=no | New Monitor.linhaPV_Tpx338923C0_power element=line.Tpx338923C0 terminal=1 mode=1 ppolar=no | New Monitor.linhaPV_Tpx338923C0_power element=line.Tpx338923C0 terminal=1 mode=1 ppolar=no
New Monitor.linhaPV_Tpx338924C0_power | element=line.Tpx338924C0 | terminal=1 mode=1 ppolar=no | New Monitor.linhaPV_Tpx338924C0_power element=line.Tpx338924C0 terminal=1 mode=1 ppolar=no | New Monitor.linhaPV_Tpx338924C0_power element=line.Tpx338924C0 terminal=1 mode=1 ppolar=no
New Monitor.linhaPV_Tpx338925A0_power | element=line.Tpx338925A0 | terminal=1 mode=1 ppolar=no | New Monitor.linhaPV_Tpx338925A0_power element=line.Tpx338925A0 terminal=1 mode=1 ppolar=no | New Monitor.linhaPV_Tpx338925A0_power element=line.Tpx338925A0 terminal=1 mode=1 ppolar=no
New Monitor.linhaPV_Tpx338926A0_power | element=line.Tpx338926A0 | terminal=1 mode=1 ppolar=no | New Monitor.linhaPV_Tpx338926A0_power element=line.Tpx338926A0 terminal=1 mode=1 ppolar=no | New Monitor.linhaPV_Tpx338926A0_power element=line.Tpx338926A0 terminal=1 mode=1 ppolar=no
New Monitor.linhaPV_Tpx338927A0_power | element=line.Tpx338927A0 | terminal=1 mode=1 ppolar=no | New Monitor.linhaPV_Tpx338927A0_power element=line.Tpx338927A0 terminal=1 mode=1 ppolar=no | New Monitor.linhaPV_Tpx338927A0_power element=line.Tpx338927A0 terminal=1 mode=1 ppolar=no
New Monitor.linhaPV_Tpx338930B0_power | element=line.Tpx338930B0 | terminal=1 mode=1 ppolar=no | New Monitor.linhaPV_Tpx338930B0_power element=line.Tpx338930B0 terminal=1 mode=1 ppolar=no | New Monitor.linhaPV_Tpx338930B0_power element=line.Tpx338930B0 terminal=1 mode=1 ppolar=no
New Monitor.linhaPV_Tpx338931C0_power | element=line.Tpx338931C0 | terminal=1 mode=1 ppolar=no | New Monitor.linhaPV_Tpx338931C0_power element=line.Tpx338931C0 terminal=1 mode=1 ppolar=no | New Monitor.linhaPV_Tpx338931C0_power element=line.Tpx338931C0 terminal=1 mode=1 ppolar=no
New Monitor.linhaPV_Tpx338932C0_power | element=line.Tpx338932C0 | terminal=1 mode=1 ppolar=no | New Monitor.linhaPV_Tpx338932C0_power element=line.Tpx338932C0 terminal=1 mode=1 ppolar=no | New Monitor.linhaPV_Tpx338932C0_power element=line.Tpx338932C0 terminal=1 mode=1 ppolar=no
New Monitor.linhaPV_Tpx338933B0_power | element=line.Tpx338933B0 | terminal=1 mode=1 ppolar=no | New Monitor.linhaPV_Tpx338933B0_power element=line.Tpx338933B0 terminal=1 mode=1 ppolar=no | New Monitor.linhaPV_Tpx338933B0_power element=line.Tpx338933B0 terminal=1 mode=1 ppolar=no
New Monitor.linhaPV_Tpx338934B0_power | element=line.Tpx338934B0 | terminal=1 mode=1 ppolar=no | New Monitor.linhaPV_Tpx338934B0_power element=line.Tpx338934B0 terminal=1 mode=1 ppolar=no | New Monitor.linhaPV_Tpx338934B0_power element=line.Tpx338934B0 terminal=1 mode=1 ppolar=no
New Monitor.linhaPV_Tpx338935B0_power | element=line.Tpx338935B0 | terminal=1 mode=1 ppolar=no | New Monitor.linhaPV_Tpx338935B0_power element=line.Tpx338935B0 terminal=1 mode=1 ppolar=no | New Monitor.linhaPV_Tpx338935B0_power element=line.Tpx338935B0 terminal=1 mode=1 ppolar=no
New Monitor.linhaPV_Tpx338936C0_power | element=line.Tpx338936C0 | terminal=1 mode=1 ppolar=no | New Monitor.linhaPV_Tpx338936C0_power element=line.Tpx338936C0 terminal=1 mode=1 ppolar=no | New Monitor.linhaPV_Tpx338936C0_power element=line.Tpx338936C0 terminal=1 mode=1 ppolar=no
New Monitor.linhaPV_Tpx338937C0_power | element=line.Tpx338937C0 | terminal=1 mode=1 ppolar=no | New Monitor.linhaPV_Tpx338937C0_power element=line.Tpx338937C0 terminal=1 mode=1 ppolar=no | New Monitor.linhaPV_Tpx338937C0_power element=line.Tpx338937C0 terminal=1 mode=1 ppolar=no
New Monitor.linhaPV_Tpx338941C0_power | element=line.Tpx338941C0 | terminal=1 mode=1 ppolar=no | New Monitor.linhaPV_Tpx338941C0_power element=line.Tpx338941C0 terminal=1 mode=1 ppolar=no | New Monitor.linhaPV_Tpx338941C0_power element=line.Tpx338941C0 terminal=1 mode=1 ppolar=no
New Monitor.linhaPV_Tpx338942A0_power | element=line.Tpx338942A0 | terminal=1 mode=1 ppolar=no | New Monitor.linhaPV_Tpx338942A0_power element=line.Tpx338942A0 terminal=1 mode=1 ppolar=no | New Monitor.linhaPV_Tpx338942A0_power element=line.Tpx338942A0 terminal=1 mode=1 ppolar=no
New Monitor.linhaPV_Tpx338943C0_power | element=line.Tpx338943C0 | terminal=1 mode=1 ppolar=no | New Monitor.linhaPV_Tpx338943C0_power element=line.Tpx338943C0 terminal=1 mode=1 ppolar=no | New Monitor.linhaPV_Tpx338943C0_power element=line.Tpx338943C0 terminal=1 mode=1 ppolar=no
New Monitor.linhaPV_Tpx338944C0_power | element=line.Tpx338944C0 | terminal=1 mode=1 ppolar=no | New Monitor.linhaPV_Tpx338944C0_power element=line.Tpx338944C0 terminal=1 mode=1 ppolar=no | New Monitor.linhaPV_Tpx338944C0_power element=line.Tpx338944C0 terminal=1 mode=1 ppolar=no
New Monitor.linhaPV_Tpx338945A0_power | element=line.Tpx338945A0 | terminal=1 mode=1 ppolar=no | New Monitor.linhaPV_Tpx338945A0_power element=line.Tpx338945A0 terminal=1 mode=1 ppolar=no | New Monitor.linhaPV_Tpx338945A0_power element=line.Tpx338945A0 terminal=1 mode=1 ppolar=no
New Monitor.linhaPV_Tpx338947B0_power | element=line.Tpx338947B0 | terminal=1 mode=1 ppolar=no | New Monitor.linhaPV_Tpx338947B0_power element=line.Tpx338947B0 terminal=1 mode=1 ppolar=no | New Monitor.linhaPV_Tpx338947B0_power element=line.Tpx338947B0 terminal=1 mode=1 ppolar=no
New Monitor.linhaPV_Tpx338949B0_power | element=line.Tpx338949B0 | terminal=1 mode=1 ppolar=no | New Monitor.linhaPV_Tpx338949B0_power element=line.Tpx338949B0 terminal=1 mode=1 ppolar=no | New Monitor.linhaPV_Tpx338949B0_power element=line.Tpx338949B0 terminal=1 mode=1 ppolar=no
New Monitor.linhaPV_Tpx338950B0_power | element=line.Tpx338950B0 | terminal=1 mode=1 ppolar=no | New Monitor.linhaPV_Tpx338950B0_power element=line.Tpx338950B0 terminal=1 mode=1 ppolar=no | New Monitor.linhaPV_Tpx338950B0_power element=line.Tpx338950B0 terminal=1 mode=1 ppolar=no
New Monitor.linhaPV_Tpx338953B0_power | element=line.Tpx338953B0 | terminal=1 mode=1 ppolar=no | New Monitor.linhaPV_Tpx338953B0_power element=line.Tpx338953B0 terminal=1 mode=1 ppolar=no | New Monitor.linhaPV_Tpx338953B0_power element=line.Tpx338953B0 terminal=1 mode=1 ppolar=no
New Monitor.linhaPV_Tpx338954A0_power | element=line.Tpx338954A0 | terminal=1 mode=1 ppolar=no | New Monitor.linhaPV_Tpx338954A0_power element=line.Tpx338954A0 terminal=1 mode=1 ppolar=no | New Monitor.linhaPV_Tpx338954A0_power element=line.Tpx338954A0 terminal=1 mode=1 ppolar=no
New Monitor.linhaPV_Tpx338955B0_power | element=line.Tpx338955B0 | terminal=1 mode=1 ppolar=no | New Monitor.linhaPV_Tpx338955B0_power element=line.Tpx338955B0 terminal=1 mode=1 ppolar=no | New Monitor.linhaPV_Tpx338955B0_power element=line.Tpx338955B0 terminal=1 mode=1 ppolar=no
New Monitor.linhaPV_Tpx338956A0_power | element=line.Tpx338956A0 | terminal=1 mode=1 ppolar=no | New Monitor.linhaPV_Tpx338956A0_power element=line.Tpx338956A0 terminal=1 mode=1 ppolar=no | New Monitor.linhaPV_Tpx338956A0_power element=line.Tpx338956A0 terminal=1 mode=1 ppolar=no
New Monitor.linhaPV_Tpx338957C0_power | element=line.Tpx338957C0 | terminal=1 mode=1 ppolar=no | New Monitor.linhaPV_Tpx338957C0_power element=line.Tpx338957C0 terminal=1 mode=1 ppolar=no | New Monitor.linhaPV_Tpx338957C0_power element=line.Tpx338957C0 terminal=1 mode=1 ppolar=no
New Monitor.linhaPV_Tpx338958C0_power | element=line.Tpx338958C0 | terminal=1 mode=1 ppolar=no | New Monitor.linhaPV_Tpx338958C0_power element=line.Tpx338958C0 terminal=1 mode=1 ppolar=no | New Monitor.linhaPV_Tpx338958C0_power element=line.Tpx338958C0 terminal=1 mode=1 ppolar=no
New Monitor.linhaPV_Tpx338959C0_power | element=line.Tpx338959C0 | terminal=1 mode=1 ppolar=no | New Monitor.linhaPV_Tpx338959C0_power element=line.Tpx338959C0 terminal=1 mode=1 ppolar=no | New Monitor.linhaPV_Tpx338959C0_power element=line.Tpx338959C0 terminal=1 mode=1 ppolar=no
New Monitor.linhaPV_Tpx338960C0_power | element=line.Tpx338960C0 | terminal=1 mode=1 ppolar=no | New Monitor.linhaPV_Tpx338960C0_power element=line.Tpx338960C0 terminal=1 mode=1 ppolar=no | New Monitor.linhaPV_Tpx338960C0_power element=line.Tpx338960C0 terminal=1 mode=1 ppolar=no
New Monitor.linhaPV_Tpx338961C0_power | element=line.Tpx338961C0 | terminal=1 mode=1 ppolar=no | New Monitor.linhaPV_Tpx338961C0_power element=line.Tpx338961C0 terminal=1 mode=1 ppolar=no | New Monitor.linhaPV_Tpx338961C0_power element=line.Tpx338961C0 terminal=1 mode=1 ppolar=no
New Monitor.linhaPV_Tpx338962C0_power | element=line.Tpx338962C0 | terminal=1 mode=1 ppolar=no | New Monitor.linhaPV_Tpx338962C0_power element=line.Tpx338962C0 terminal=1 mode=1 ppolar=no | New Monitor.linhaPV_Tpx338962C0_power element=line.Tpx338962C0 terminal=1 mode=1 ppolar=no
New Monitor.linhaPV_Tpx338963C0_power | element=line.Tpx338963C0 | terminal=1 mode=1 ppolar=no | New Monitor.linhaPV_Tpx338963C0_power element=line.Tpx338963C0 terminal=1 mode=1 ppolar=no | New Monitor.linhaPV_Tpx338963C0_power element=line.Tpx338963C0 terminal=1 mode=1 ppolar=no
New Monitor.linhaPV_Tpx338964C0_power | element=line.Tpx338964C0 | terminal=1 mode=1 ppolar=no | New Monitor.linhaPV_Tpx338964C0_power element=line.Tpx338964C0 terminal=1 mode=1 ppolar=no | New Monitor.linhaPV_Tpx338964C0_power element=line.Tpx338964C0 terminal=1 mode=1 ppolar=no
New Monitor.linhaPV_Tpx338965A0_power | element=line.Tpx338965A0 | terminal=1 mode=1 ppolar=no | New Monitor.linhaPV_Tpx338965A0_power element=line.Tpx338965A0 terminal=1 mode=1 ppolar=no | New Monitor.linhaPV_Tpx338965A0_power element=line.Tpx338965A0 terminal=1 mode=1 ppolar=no
New Monitor.linhaPV_Tpx338966C0_power | element=line.Tpx338966C0 | terminal=1 mode=1 ppolar=no | New Monitor.linhaPV_Tpx338966C0_power element=line.Tpx338966C0 terminal=1 mode=1 ppolar=no | New Monitor.linhaPV_Tpx338966C0_power element=line.Tpx338966C0 terminal=1 mode=1 ppolar=no
New Monitor.linhaPV_Tpx338967C0_power | element=line.Tpx338967C0 | terminal=1 mode=1 ppolar=no | New Monitor.linhaPV_Tpx338967C0_power element=line.Tpx338967C0 terminal=1 mode=1 ppolar=no | New Monitor.linhaPV_Tpx338967C0_power element=line.Tpx338967C0 terminal=1 mode=1 ppolar=no
New Monitor.linhaPV_Tpx338968C0_power | element=line.Tpx338968C0 | terminal=1 mode=1 ppolar=no | New Monitor.linhaPV_Tpx338968C0_power element=line.Tpx338968C0 terminal=1 mode=1 ppolar=no | New Monitor.linhaPV_Tpx338968C0_power element=line.Tpx338968C0 terminal=1 mode=1 ppolar=no
New Monitor.linhaPV_Tpx338969A0_power | element=line.Tpx338969A0 | terminal=1 mode=1 ppolar=no | New Monitor.linhaPV_Tpx338969A0_power element=line.Tpx338969A0 terminal=1 mode=1 ppolar=no | New Monitor.linhaPV_Tpx338969A0_power element=line.Tpx338969A0 terminal=1 mode=1 ppolar=no
New Monitor.linhaPV_Tpx338970A0_power | element=line.Tpx338970A0 | terminal=1 mode=1 ppolar=no | New Monitor.linhaPV_Tpx338970A0_power element=line.Tpx338970A0 terminal=1 mode=1 ppolar=no | New Monitor.linhaPV_Tpx338970A0_power element=line.Tpx338970A0 terminal=1 mode=1 ppolar=no
New Monitor.linhaPV_Tpx338972B0_power | element=line.Tpx338972B0 | terminal=1 mode=1 ppolar=no | New Monitor.linhaPV_Tpx338972B0_power element=line.Tpx338972B0 terminal=1 mode=1 ppolar=no | New Monitor.linhaPV_Tpx338972B0_power element=line.Tpx338972B0 terminal=1 mode=1 ppolar=no
New Monitor.linhaPV_Tpx338973A0_power | element=line.Tpx338973A0 | terminal=1 mode=1 ppolar=no | New Monitor.linhaPV_Tpx338973A0_power element=line.Tpx338973A0 terminal=1 mode=1 ppolar=no | New Monitor.linhaPV_Tpx338973A0_power element=line.Tpx338973A0 terminal=1 mode=1 ppolar=no
New Monitor.linhaPV_Tpx338975A0_power | element=line.Tpx338975A0 | terminal=1 mode=1 ppolar=no | New Monitor.linhaPV_Tpx338975A0_power element=line.Tpx338975A0 terminal=1 mode=1 ppolar=no | New Monitor.linhaPV_Tpx338975A0_power element=line.Tpx338975A0 terminal=1 mode=1 ppolar=no
New Monitor.linhaPV_Tpx338976B0_power | element=line.Tpx338976B0 | terminal=1 mode=1 ppolar=no | New Monitor.linhaPV_Tpx338976B0_power element=line.Tpx338976B0 terminal=1 mode=1 ppolar=no | New Monitor.linhaPV_Tpx338976B0_power element=line.Tpx338976B0 terminal=1 mode=1 ppolar=no
New Monitor.linhaPV_Tpx338977A0_power | element=line.Tpx338977A0 | terminal=1 mode=1 ppolar=no | New Monitor.linhaPV_Tpx338977A0_power element=line.Tpx338977A0 terminal=1 mode=1 ppolar=no | New Monitor.linhaPV_Tpx338977A0_power element=line.Tpx338977A0 terminal=1 mode=1 ppolar=no
New Monitor.linhaPV_Tpx338977B0_power | element=line.Tpx338977B0 | terminal=1 mode=1 ppolar=no | New Monitor.linhaPV_Tpx338977B0_power element=line.Tpx338977B0 terminal=1 mode=1 ppolar=no | New Monitor.linhaPV_Tpx338977B0_power element=line.Tpx338977B0 terminal=1 mode=1 ppolar=no
New Monitor.linhaPV_Tpx338977C0_power | element=line.Tpx338977C0 | terminal=1 mode=1 ppolar=no | New Monitor.linhaPV_Tpx338977C0_power element=line.Tpx338977C0 terminal=1 mode=1 ppolar=no | New Monitor.linhaPV_Tpx338977C0_power element=line.Tpx338977C0 terminal=1 mode=1 ppolar=no
New Monitor.linhaPV_Tpx338978C0_power | element=line.Tpx338978C0 | terminal=1 mode=1 ppolar=no | New Monitor.linhaPV_Tpx338978C0_power element=line.Tpx338978C0 terminal=1 mode=1 ppolar=no | New Monitor.linhaPV_Tpx338978C0_power element=line.Tpx338978C0 terminal=1 mode=1 ppolar=no
New Monitor.linhaPV_Tpx338979B0_power | element=line.Tpx338979B0 | terminal=1 mode=1 ppolar=no | New Monitor.linhaPV_Tpx338979B0_power element=line.Tpx338979B0 terminal=1 mode=1 ppolar=no | New Monitor.linhaPV_Tpx338979B0_power element=line.Tpx338979B0 terminal=1 mode=1 ppolar=no
New Monitor.linhaPV_Tpx338981B0_power | element=line.Tpx338981B0 | terminal=1 mode=1 ppolar=no | New Monitor.linhaPV_Tpx338981B0_power element=line.Tpx338981B0 terminal=1 mode=1 ppolar=no | New Monitor.linhaPV_Tpx338981B0_power element=line.Tpx338981B0 terminal=1 mode=1 ppolar=no
New Monitor.linhaPV_Tpx338982B0_power | element=line.Tpx338982B0 | terminal=1 mode=1 ppolar=no | New Monitor.linhaPV_Tpx338982B0_power element=line.Tpx338982B0 terminal=1 mode=1 ppolar=no | New Monitor.linhaPV_Tpx338982B0_power element=line.Tpx338982B0 terminal=1 mode=1 ppolar=no
New Monitor.linhaPV_Tpx338983B0_power | element=line.Tpx338983B0 | terminal=1 mode=1 ppolar=no | New Monitor.linhaPV_Tpx338983B0_power element=line.Tpx338983B0 terminal=1 mode=1 ppolar=no | New Monitor.linhaPV_Tpx338983B0_power element=line.Tpx338983B0 terminal=1 mode=1 ppolar=no
New Monitor.linhaPV_Tpx338984A0_power | element=line.Tpx338984A0 | terminal=1 mode=1 ppolar=no | New Monitor.linhaPV_Tpx338984A0_power element=line.Tpx338984A0 terminal=1 mode=1 ppolar=no | New Monitor.linhaPV_Tpx338984A0_power element=line.Tpx338984A0 terminal=1 mode=1 ppolar=no
New Monitor.linhaPV_Tpx338985A0_power | element=line.Tpx338985A0 | terminal=1 mode=1 ppolar=no | New Monitor.linhaPV_Tpx338985A0_power element=line.Tpx338985A0 terminal=1 mode=1 ppolar=no | New Monitor.linhaPV_Tpx338985A0_power element=line.Tpx338985A0 terminal=1 mode=1 ppolar=no
New Monitor.linhaPV_Tpx338986A0_power | element=line.Tpx338986A0 | terminal=1 mode=1 ppolar=no | New Monitor.linhaPV_Tpx338986A0_power element=line.Tpx338986A0 terminal=1 mode=1 ppolar=no | New Monitor.linhaPV_Tpx338986A0_power element=line.Tpx338986A0 terminal=1 mode=1 ppolar=no
New Monitor.linhaPV_Tpx338987A0_power | element=line.Tpx338987A0 | terminal=1 mode=1 ppolar=no | New Monitor.linhaPV_Tpx338987A0_power element=line.Tpx338987A0 terminal=1 mode=1 ppolar=no | New Monitor.linhaPV_Tpx338987A0_power element=line.Tpx338987A0 terminal=1 mode=1 ppolar=no
New Monitor.linhaPV_Tpx338988A0_power | element=line.Tpx338988A0 | terminal=1 mode=1 ppolar=no | New Monitor.linhaPV_Tpx338988A0_power element=line.Tpx338988A0 terminal=1 mode=1 ppolar=no | New Monitor.linhaPV_Tpx338988A0_power element=line.Tpx338988A0 terminal=1 mode=1 ppolar=no
New Monitor.linhaPV_Tpx338989A0_power | element=line.Tpx338989A0 | terminal=1 mode=1 ppolar=no | New Monitor.linhaPV_Tpx338989A0_power element=line.Tpx338989A0 terminal=1 mode=1 ppolar=no | New Monitor.linhaPV_Tpx338989A0_power element=line.Tpx338989A0 terminal=1 mode=1 ppolar=no
New Monitor.linhaPV_Tpx338990B0_power | element=line.Tpx338990B0 | terminal=1 mode=1 ppolar=no | New Monitor.linhaPV_Tpx338990B0_power element=line.Tpx338990B0 terminal=1 mode=1 ppolar=no | New Monitor.linhaPV_Tpx338990B0_power element=line.Tpx338990B0 terminal=1 mode=1 ppolar=no
New Monitor.linhaPV_Tpx338992B0_power | element=line.Tpx338992B0 | terminal=1 mode=1 ppolar=no | New Monitor.linhaPV_Tpx338992B0_power element=line.Tpx338992B0 terminal=1 mode=1 ppolar=no | New Monitor.linhaPV_Tpx338992B0_power element=line.Tpx338992B0 terminal=1 mode=1 ppolar=no
New Monitor.linhaPV_Tpx338993B0_power | element=line.Tpx338993B0 | terminal=1 mode=1 ppolar=no | New Monitor.linhaPV_Tpx338993B0_power element=line.Tpx338993B0 terminal=1 mode=1 ppolar=no | New Monitor.linhaPV_Tpx338993B0_power element=line.Tpx338993B0 terminal=1 mode=1 ppolar=no
New Monitor.linhaPV_Tpx338994B0_power | element=line.Tpx338994B0 | terminal=1 mode=1 ppolar=no | New Monitor.linhaPV_Tpx338994B0_power element=line.Tpx338994B0 terminal=1 mode=1 ppolar=no | New Monitor.linhaPV_Tpx338994B0_power element=line.Tpx338994B0 terminal=1 mode=1 ppolar=no
New Monitor.linhaPV_Tpx338995B0_power | element=line.Tpx338995B0 | terminal=1 mode=1 ppolar=no | New Monitor.linhaPV_Tpx338995B0_power element=line.Tpx338995B0 terminal=1 mode=1 ppolar=no | New Monitor.linhaPV_Tpx338995B0_power element=line.Tpx338995B0 terminal=1 mode=1 ppolar=no
New Monitor.linhaPV_Tpx338997B0_power | element=line.Tpx338997B0 | terminal=1 mode=1 ppolar=no | New Monitor.linhaPV_Tpx338997B0_power element=line.Tpx338997B0 terminal=1 mode=1 ppolar=no | New Monitor.linhaPV_Tpx338997B0_power element=line.Tpx338997B0 terminal=1 mode=1 ppolar=no
New Monitor.linhaPV_Tpx338998B0_power | element=line.Tpx338998B0 | terminal=1 mode=1 ppolar=no | New Monitor.linhaPV_Tpx338998B0_power element=line.Tpx338998B0 terminal=1 mode=1 ppolar=no | New Monitor.linhaPV_Tpx338998B0_power element=line.Tpx338998B0 terminal=1 mode=1 ppolar=no
New Monitor.linhaPV_Tpx338999B0_power | element=line.Tpx338999B0 | terminal=1 mode=1 ppolar=no | New Monitor.linhaPV_Tpx338999B0_power element=line.Tpx338999B0 terminal=1 mode=1 ppolar=no | New Monitor.linhaPV_Tpx338999B0_power element=line.Tpx338999B0 terminal=1 mode=1 ppolar=no
New Monitor.linhaPV_Tpx339001B0_power | element=line.Tpx339001B0 | terminal=1 mode=1 ppolar=no | New Monitor.linhaPV_Tpx339001B0_power element=line.Tpx339001B0 terminal=1 mode=1 ppolar=no | New Monitor.linhaPV_Tpx339001B0_power element=line.Tpx339001B0 terminal=1 mode=1 ppolar=no
New Monitor.linhaPV_Tpx339002B0_power | element=line.Tpx339002B0 | terminal=1 mode=1 ppolar=no | New Monitor.linhaPV_Tpx339002B0_power element=line.Tpx339002B0 terminal=1 mode=1 ppolar=no | New Monitor.linhaPV_Tpx339002B0_power element=line.Tpx339002B0 terminal=1 mode=1 ppolar=no
New Monitor.linhaPV_Tpx339003B0_power | element=line.Tpx339003B0 | terminal=1 mode=1 ppolar=no | New Monitor.linhaPV_Tpx339003B0_power element=line.Tpx339003B0 terminal=1 mode=1 ppolar=no | New Monitor.linhaPV_Tpx339003B0_power element=line.Tpx339003B0 terminal=1 mode=1 ppolar=no
New Monitor.linhaPV_Tpx339004B0_power | element=line.Tpx339004B0 | terminal=1 mode=1 ppolar=no | New Monitor.linhaPV_Tpx339004B0_power element=line.Tpx339004B0 terminal=1 mode=1 ppolar=no | New Monitor.linhaPV_Tpx339004B0_power element=line.Tpx339004B0 terminal=1 mode=1 ppolar=no
New Monitor.linhaPV_Tpx339005B0_power | element=line.Tpx339005B0 | terminal=1 mode=1 ppolar=no | New Monitor.linhaPV_Tpx339005B0_power element=line.Tpx339005B0 terminal=1 mode=1 ppolar=no | New Monitor.linhaPV_Tpx339005B0_power element=line.Tpx339005B0 terminal=1 mode=1 ppolar=no
New Monitor.linhaPV_Tpx339006B0_power | element=line.Tpx339006B0 | terminal=1 mode=1 ppolar=no | New Monitor.linhaPV_Tpx339006B0_power element=line.Tpx339006B0 terminal=1 mode=1 ppolar=no | New Monitor.linhaPV_Tpx339006B0_power element=line.Tpx339006B0 terminal=1 mode=1 ppolar=no
New Monitor.linhaPV_Tpx339007B0_power | element=line.Tpx339007B0 | terminal=1 mode=1 ppolar=no | New Monitor.linhaPV_Tpx339007B0_power element=line.Tpx339007B0 terminal=1 mode=1 ppolar=no | New Monitor.linhaPV_Tpx339007B0_power element=line.Tpx339007B0 terminal=1 mode=1 ppolar=no
New Monitor.linhaPV_Tpx339008B0_power | element=line.Tpx339008B0 | terminal=1 mode=1 ppolar=no | New Monitor.linhaPV_Tpx339008B0_power element=line.Tpx339008B0 terminal=1 mode=1 ppolar=no | New Monitor.linhaPV_Tpx339008B0_power element=line.Tpx339008B0 terminal=1 mode=1 ppolar=no
New Monitor.linhaPV_Tpx339010B0_power | element=line.Tpx339010B0 | terminal=1 mode=1 ppolar=no | New Monitor.linhaPV_Tpx339010B0_power element=line.Tpx339010B0 terminal=1 mode=1 ppolar=no | New Monitor.linhaPV_Tpx339010B0_power element=line.Tpx339010B0 terminal=1 mode=1 ppolar=no
New Monitor.linhaPV_Tpx339011B0_power | element=line.Tpx339011B0 | terminal=1 mode=1 ppolar=no | New Monitor.linhaPV_Tpx339011B0_power element=line.Tpx339011B0 terminal=1 mode=1 ppolar=no | New Monitor.linhaPV_Tpx339011B0_power element=line.Tpx339011B0 terminal=1 mode=1 ppolar=no
New Monitor.linhaPV_Tpx339012B0_power | element=line.Tpx339012B0 | terminal=1 mode=1 ppolar=no | New Monitor.linhaPV_Tpx339012B0_power element=line.Tpx339012B0 terminal=1 mode=1 ppolar=no | New Monitor.linhaPV_Tpx339012B0_power element=line.Tpx339012B0 terminal=1 mode=1 ppolar=no
New Monitor.linhaPV_Tpx339013B0_power | element=line.Tpx339013B0 | terminal=1 mode=1 ppolar=no | New Monitor.linhaPV_Tpx339013B0_power element=line.Tpx339013B0 terminal=1 mode=1 ppolar=no | New Monitor.linhaPV_Tpx339013B0_power element=line.Tpx339013B0 terminal=1 mode=1 ppolar=no
New Monitor.linhaPV_Tpx339016B0_power | element=line.Tpx339016B0 | terminal=1 mode=1 ppolar=no | New Monitor.linhaPV_Tpx339016B0_power element=line.Tpx339016B0 terminal=1 mode=1 ppolar=no | New Monitor.linhaPV_Tpx339016B0_power element=line.Tpx339016B0 terminal=1 mode=1 ppolar=no
New Monitor.linhaPV_Tpx339017C0_power | element=line.Tpx339017C0 | terminal=1 mode=1 ppolar=no | New Monitor.linhaPV_Tpx339017C0_power element=line.Tpx339017C0 terminal=1 mode=1 ppolar=no | New Monitor.linhaPV_Tpx339017C0_power element=line.Tpx339017C0 terminal=1 mode=1 ppolar=no
New Monitor.linhaPV_Tpx339018A0_power | element=line.Tpx339018A0 | terminal=1 mode=1 ppolar=no | New Monitor.linhaPV_Tpx339018A0_power element=line.Tpx339018A0 terminal=1 mode=1 ppolar=no | New Monitor.linhaPV_Tpx339018A0_power element=line.Tpx339018A0 terminal=1 mode=1 ppolar=no
New Monitor.linhaPV_Tpx339019A0_power | element=line.Tpx339019A0 | terminal=1 mode=1 ppolar=no | New Monitor.linhaPV_Tpx339019A0_power element=line.Tpx339019A0 terminal=1 mode=1 ppolar=no | New Monitor.linhaPV_Tpx339019A0_power element=line.Tpx339019A0 terminal=1 mode=1 ppolar=no
New Monitor.linhaPV_Tpx339020A0_power | element=line.Tpx339020A0 | terminal=1 mode=1 ppolar=no | New Monitor.linhaPV_Tpx339020A0_power element=line.Tpx339020A0 terminal=1 mode=1 ppolar=no | New Monitor.linhaPV_Tpx339020A0_power element=line.Tpx339020A0 terminal=1 mode=1 ppolar=no
New Monitor.linhaPV_Tpx339021A0_power | element=line.Tpx339021A0 | terminal=1 mode=1 ppolar=no | New Monitor.linhaPV_Tpx339021A0_power element=line.Tpx339021A0 terminal=1 mode=1 ppolar=no | New Monitor.linhaPV_Tpx339021A0_power element=line.Tpx339021A0 terminal=1 mode=1 ppolar=no
New Monitor.linhaPV_Tpx339042B0_power | element=line.Tpx339042B0 | terminal=1 mode=1 ppolar=no | New Monitor.linhaPV_Tpx339042B0_power element=line.Tpx339042B0 terminal=1 mode=1 ppolar=no | New Monitor.linhaPV_Tpx339042B0_power element=line.Tpx339042B0 terminal=1 mode=1 ppolar=no
New Monitor.linhaPV_Tpx339043C0_power | element=line.Tpx339043C0 | terminal=1 mode=1 ppolar=no | New Monitor.linhaPV_Tpx339043C0_power element=line.Tpx339043C0 terminal=1 mode=1 ppolar=no | New Monitor.linhaPV_Tpx339043C0_power element=line.Tpx339043C0 terminal=1 mode=1 ppolar=no
New Monitor.linhaPV_Tpx339044C0_power | element=line.Tpx339044C0 | terminal=1 mode=1 ppolar=no | New Monitor.linhaPV_Tpx339044C0_power element=line.Tpx339044C0 terminal=1 mode=1 ppolar=no | New Monitor.linhaPV_Tpx339044C0_power element=line.Tpx339044C0 terminal=1 mode=1 ppolar=no
New Monitor.linhaPV_Tpx339046A0_power | element=line.Tpx339046A0 | terminal=1 mode=1 ppolar=no | New Monitor.linhaPV_Tpx339046A0_power element=line.Tpx339046A0 terminal=1 mode=1 ppolar=no | New Monitor.linhaPV_Tpx339046A0_power element=line.Tpx339046A0 terminal=1 mode=1 ppolar=no
New Monitor.linhaPV_Tpx339047A0_power | element=line.Tpx339047A0 | terminal=1 mode=1 ppolar=no | New Monitor.linhaPV_Tpx339047A0_power element=line.Tpx339047A0 terminal=1 mode=1 ppolar=no | New Monitor.linhaPV_Tpx339047A0_power element=line.Tpx339047A0 terminal=1 mode=1 ppolar=no
New Monitor.linhaPV_Tpx339048A0_power | element=line.Tpx339048A0 | terminal=1 mode=1 ppolar=no | New Monitor.linhaPV_Tpx339048A0_power element=line.Tpx339048A0 terminal=1 mode=1 ppolar=no | New Monitor.linhaPV_Tpx339048A0_power element=line.Tpx339048A0 terminal=1 mode=1 ppolar=no
New Monitor.linhaPV_Tpx339049A0_power | element=line.Tpx339049A0 | terminal=1 mode=1 ppolar=no | New Monitor.linhaPV_Tpx339049A0_power element=line.Tpx339049A0 terminal=1 mode=1 ppolar=no | New Monitor.linhaPV_Tpx339049A0_power element=line.Tpx339049A0 terminal=1 mode=1 ppolar=no
New Monitor.linhaPV_Tpx339051C0_power | element=line.Tpx339051C0 | terminal=1 mode=1 ppolar=no | New Monitor.linhaPV_Tpx339051C0_power element=line.Tpx339051C0 terminal=1 mode=1 ppolar=no | New Monitor.linhaPV_Tpx339051C0_power element=line.Tpx339051C0 terminal=1 mode=1 ppolar=no
New Monitor.linhaPV_Tpx339052C0_power | element=line.Tpx339052C0 | terminal=1 mode=1 ppolar=no | New Monitor.linhaPV_Tpx339052C0_power element=line.Tpx339052C0 terminal=1 mode=1 ppolar=no | New Monitor.linhaPV_Tpx339052C0_power element=line.Tpx339052C0 terminal=1 mode=1 ppolar=no
New Monitor.linhaPV_Tpx339097B0_power | element=line.Tpx339097B0 | terminal=1 mode=1 ppolar=no | New Monitor.linhaPV_Tpx339097B0_power element=line.Tpx339097B0 terminal=1 mode=1 ppolar=no | New Monitor.linhaPV_Tpx339097B0_power element=line.Tpx339097B0 terminal=1 mode=1 ppolar=no
New Monitor.linhaPV_Tpx346639C0_power | element=line.Tpx346639C0 | terminal=1 mode=1 ppolar=no | New Monitor.linhaPV_Tpx346639C0_power element=line.Tpx346639C0 terminal=1 mode=1 ppolar=no | New Monitor.linhaPV_Tpx346639C0_power element=line.Tpx346639C0 terminal=1 mode=1 ppolar=no
New Monitor.linhaPV_Tpx350993C0_power | element=line.Tpx350993C0 | terminal=1 mode=1 ppolar=no | New Monitor.linhaPV_Tpx350993C0_power element=line.Tpx350993C0 terminal=1 mode=1 ppolar=no | New Monitor.linhaPV_Tpx350993C0_power element=line.Tpx350993C0 terminal=1 mode=1 ppolar=no
New Monitor.linhaPV_Tpx350994C0_power | element=line.Tpx350994C0 | terminal=1 mode=1 ppolar=no | New Monitor.linhaPV_Tpx350994C0_power element=line.Tpx350994C0 terminal=1 mode=1 ppolar=no | New Monitor.linhaPV_Tpx350994C0_power element=line.Tpx350994C0 terminal=1 mode=1 ppolar=no
New Monitor.linhaPV_Tpx351019C0_power | element=line.Tpx351019C0 | terminal=1 mode=1 ppolar=no | New Monitor.linhaPV_Tpx351019C0_power element=line.Tpx351019C0 terminal=1 mode=1 ppolar=no | New Monitor.linhaPV_Tpx351019C0_power element=line.Tpx351019C0 terminal=1 mode=1 ppolar=no
New Monitor.linhaPV_Tpx351020C0_power | element=line.Tpx351020C0 | terminal=1 mode=1 ppolar=no | New Monitor.linhaPV_Tpx351020C0_power element=line.Tpx351020C0 terminal=1 mode=1 ppolar=no | New Monitor.linhaPV_Tpx351020C0_power element=line.Tpx351020C0 terminal=1 mode=1 ppolar=no
New Monitor.linhaPV_Tpx351021C0_power | element=line.Tpx351021C0 | terminal=1 mode=1 ppolar=no | New Monitor.linhaPV_Tpx351021C0_power element=line.Tpx351021C0 terminal=1 mode=1 ppolar=no | New Monitor.linhaPV_Tpx351021C0_power element=line.Tpx351021C0 terminal=1 mode=1 ppolar=no
New Monitor.linhaPV_Tpx354851B0_power | element=line.Tpx354851B0 | terminal=1 mode=1 ppolar=no | New Monitor.linhaPV_Tpx354851B0_power element=line.Tpx354851B0 terminal=1 mode=1 ppolar=no | New Monitor.linhaPV_Tpx354851B0_power element=line.Tpx354851B0 terminal=1 mode=1 ppolar=no
New Monitor.linhaPV_Tpx355358B0_power | element=line.Tpx355358B0 | terminal=1 mode=1 ppolar=no | New Monitor.linhaPV_Tpx355358B0_power element=line.Tpx355358B0 terminal=1 mode=1 ppolar=no | New Monitor.linhaPV_Tpx355358B0_power element=line.Tpx355358B0 terminal=1 mode=1 ppolar=no
New Monitor.linhaPV_Tpx355359B0_power | element=line.Tpx355359B0 | terminal=1 mode=1 ppolar=no | New Monitor.linhaPV_Tpx355359B0_power element=line.Tpx355359B0 terminal=1 mode=1 ppolar=no | New Monitor.linhaPV_Tpx355359B0_power element=line.Tpx355359B0 terminal=1 mode=1 ppolar=no
New Monitor.linhaPV_Tpx355375A0_power | element=line.Tpx355375A0 | terminal=1 mode=1 ppolar=no | New Monitor.linhaPV_Tpx355375A0_power element=line.Tpx355375A0 terminal=1 mode=1 ppolar=no | New Monitor.linhaPV_Tpx355375A0_power element=line.Tpx355375A0 terminal=1 mode=1 ppolar=no
New Monitor.linhaPV_Tpx355376B0_power | element=line.Tpx355376B0 | terminal=1 mode=1 ppolar=no | New Monitor.linhaPV_Tpx355376B0_power element=line.Tpx355376B0 terminal=1 mode=1 ppolar=no | New Monitor.linhaPV_Tpx355376B0_power element=line.Tpx355376B0 terminal=1 mode=1 ppolar=no
New Monitor.linhaPV_Tpx355431C0_power | element=line.Tpx355431C0 | terminal=1 mode=1 ppolar=no | New Monitor.linhaPV_Tpx355431C0_power element=line.Tpx355431C0 terminal=1 mode=1 ppolar=no | New Monitor.linhaPV_Tpx355431C0_power element=line.Tpx355431C0 terminal=1 mode=1 ppolar=no
New Monitor.linhaPV_Tpx355432C0_power | element=line.Tpx355432C0 | terminal=1 mode=1 ppolar=no | New Monitor.linhaPV_Tpx355432C0_power element=line.Tpx355432C0 terminal=1 mode=1 ppolar=no | New Monitor.linhaPV_Tpx355432C0_power element=line.Tpx355432C0 terminal=1 mode=1 ppolar=no
New Monitor.linhaPV_Tpx355433C0_power | element=line.Tpx355433C0 | terminal=1 mode=1 ppolar=no | New Monitor.linhaPV_Tpx355433C0_power element=line.Tpx355433C0 terminal=1 mode=1 ppolar=no | New Monitor.linhaPV_Tpx355433C0_power element=line.Tpx355433C0 terminal=1 mode=1 ppolar=no
New Monitor.linhaPV_Tpx355437C0_power | element=line.Tpx355437C0 | terminal=1 mode=1 ppolar=no | New Monitor.linhaPV_Tpx355437C0_power element=line.Tpx355437C0 terminal=1 mode=1 ppolar=no | New Monitor.linhaPV_Tpx355437C0_power element=line.Tpx355437C0 terminal=1 mode=1 ppolar=no
New Monitor.linhaPV_Tpx355438C0_power | element=line.Tpx355438C0 | terminal=1 mode=1 ppolar=no | New Monitor.linhaPV_Tpx355438C0_power element=line.Tpx355438C0 terminal=1 mode=1 ppolar=no | New Monitor.linhaPV_Tpx355438C0_power element=line.Tpx355438C0 terminal=1 mode=1 ppolar=no
New Monitor.linhaPV_Tpx355584B0_power | element=line.Tpx355584B0 | terminal=1 mode=1 ppolar=no | New Monitor.linhaPV_Tpx355584B0_power element=line.Tpx355584B0 terminal=1 mode=1 ppolar=no | New Monitor.linhaPV_Tpx355584B0_power element=line.Tpx355584B0 terminal=1 mode=1 ppolar=no
New Monitor.linhaPV_Tpx355585B0_power | element=line.Tpx355585B0 | terminal=1 mode=1 ppolar=no | New Monitor.linhaPV_Tpx355585B0_power element=line.Tpx355585B0 terminal=1 mode=1 ppolar=no | New Monitor.linhaPV_Tpx355585B0_power element=line.Tpx355585B0 terminal=1 mode=1 ppolar=no
New Monitor.linhaPV_Tpx355586B0_power | element=line.Tpx355586B0 | terminal=1 mode=1 ppolar=no | New Monitor.linhaPV_Tpx355586B0_power element=line.Tpx355586B0 terminal=1 mode=1 ppolar=no | New Monitor.linhaPV_Tpx355586B0_power element=line.Tpx355586B0 terminal=1 mode=1 ppolar=no
New Monitor.linhaPV_Tpx355587B0_power | element=line.Tpx355587B0 | terminal=1 mode=1 ppolar=no | New Monitor.linhaPV_Tpx355587B0_power element=line.Tpx355587B0 terminal=1 mode=1 ppolar=no | New Monitor.linhaPV_Tpx355587B0_power element=line.Tpx355587B0 terminal=1 mode=1 ppolar=no
New Monitor.linhaPV_Tpx355588B0_power | element=line.Tpx355588B0 | terminal=1 mode=1 ppolar=no | New Monitor.linhaPV_Tpx355588B0_power element=line.Tpx355588B0 terminal=1 mode=1 ppolar=no | New Monitor.linhaPV_Tpx355588B0_power element=line.Tpx355588B0 terminal=1 mode=1 ppolar=no
New Monitor.linhaPV_Tpx355589B0_power | element=line.Tpx355589B0 | terminal=1 mode=1 ppolar=no | New Monitor.linhaPV_Tpx355589B0_power element=line.Tpx355589B0 terminal=1 mode=1 ppolar=no | New Monitor.linhaPV_Tpx355589B0_power element=line.Tpx355589B0 terminal=1 mode=1 ppolar=no
New Monitor.linhaPV_Tpx355590B0_power | element=line.Tpx355590B0 | terminal=1 mode=1 ppolar=no | New Monitor.linhaPV_Tpx355590B0_power element=line.Tpx355590B0 terminal=1 mode=1 ppolar=no | New Monitor.linhaPV_Tpx355590B0_power element=line.Tpx355590B0 terminal=1 mode=1 ppolar=no
New Monitor.linhaPV_Tpx355591B0_power | element=line.Tpx355591B0 | terminal=1 mode=1 ppolar=no | New Monitor.linhaPV_Tpx355591B0_power element=line.Tpx355591B0 terminal=1 mode=1 ppolar=no | New Monitor.linhaPV_Tpx355591B0_power element=line.Tpx355591B0 terminal=1 mode=1 ppolar=no
New Monitor.linhaPV_Tpx355592B0_power | element=line.Tpx355592B0 | terminal=1 mode=1 ppolar=no | New Monitor.linhaPV_Tpx355592B0_power element=line.Tpx355592B0 terminal=1 mode=1 ppolar=no | New Monitor.linhaPV_Tpx355592B0_power element=line.Tpx355592B0 terminal=1 mode=1 ppolar=no
New Monitor.linhaPV_Tpx355593B0_power | element=line.Tpx355593B0 | terminal=1 mode=1 ppolar=no | New Monitor.linhaPV_Tpx355593B0_power element=line.Tpx355593B0 terminal=1 mode=1 ppolar=no | New Monitor.linhaPV_Tpx355593B0_power element=line.Tpx355593B0 terminal=1 mode=1 ppolar=no
New Monitor.linhaPV_Tpx355595B0_power | element=line.Tpx355595B0 | terminal=1 mode=1 ppolar=no | New Monitor.linhaPV_Tpx355595B0_power element=line.Tpx355595B0 terminal=1 mode=1 ppolar=no | New Monitor.linhaPV_Tpx355595B0_power element=line.Tpx355595B0 terminal=1 mode=1 ppolar=no
New Monitor.linhaPV_Tpx355596B0_power | element=line.Tpx355596B0 | terminal=1 mode=1 ppolar=no | New Monitor.linhaPV_Tpx355596B0_power element=line.Tpx355596B0 terminal=1 mode=1 ppolar=no | New Monitor.linhaPV_Tpx355596B0_power element=line.Tpx355596B0 terminal=1 mode=1 ppolar=no
New Monitor.linhaPV_Tpx355597B0_power | element=line.Tpx355597B0 | terminal=1 mode=1 ppolar=no | New Monitor.linhaPV_Tpx355597B0_power element=line.Tpx355597B0 terminal=1 mode=1 ppolar=no | New Monitor.linhaPV_Tpx355597B0_power element=line.Tpx355597B0 terminal=1 mode=1 ppolar=no
New Monitor.linhaPV_Tpx355598B0_power | element=line.Tpx355598B0 | terminal=1 mode=1 ppolar=no | New Monitor.linhaPV_Tpx355598B0_power element=line.Tpx355598B0 terminal=1 mode=1 ppolar=no | New Monitor.linhaPV_Tpx355598B0_power element=line.Tpx355598B0 terminal=1 mode=1 ppolar=no
New Monitor.linhaPV_Tpx355599B0_power | element=line.Tpx355599B0 | terminal=1 mode=1 ppolar=no | New Monitor.linhaPV_Tpx355599B0_power element=line.Tpx355599B0 terminal=1 mode=1 ppolar=no | New Monitor.linhaPV_Tpx355599B0_power element=line.Tpx355599B0 terminal=1 mode=1 ppolar=no
New Monitor.linhaPV_Tpx355600B0_power | element=line.Tpx355600B0 | terminal=1 mode=1 ppolar=no | New Monitor.linhaPV_Tpx355600B0_power element=line.Tpx355600B0 terminal=1 mode=1 ppolar=no | New Monitor.linhaPV_Tpx355600B0_power element=line.Tpx355600B0 terminal=1 mode=1 ppolar=no
New Monitor.linhaPV_Tpx355601B0_power | element=line.Tpx355601B0 | terminal=1 mode=1 ppolar=no | New Monitor.linhaPV_Tpx355601B0_power element=line.Tpx355601B0 terminal=1 mode=1 ppolar=no | New Monitor.linhaPV_Tpx355601B0_power element=line.Tpx355601B0 terminal=1 mode=1 ppolar=no
New Monitor.linhaPV_Tpx355602B0_power | element=line.Tpx355602B0 | terminal=1 mode=1 ppolar=no | New Monitor.linhaPV_Tpx355602B0_power element=line.Tpx355602B0 terminal=1 mode=1 ppolar=no | New Monitor.linhaPV_Tpx355602B0_power element=line.Tpx355602B0 terminal=1 mode=1 ppolar=no
New Monitor.linhaPV_Tpx355603B0_power | element=line.Tpx355603B0 | terminal=1 mode=1 ppolar=no | New Monitor.linhaPV_Tpx355603B0_power element=line.Tpx355603B0 terminal=1 mode=1 ppolar=no | New Monitor.linhaPV_Tpx355603B0_power element=line.Tpx355603B0 terminal=1 mode=1 ppolar=no
New Monitor.linhaPV_Tpx355604B0_power | element=line.Tpx355604B0 | terminal=1 mode=1 ppolar=no | New Monitor.linhaPV_Tpx355604B0_power element=line.Tpx355604B0 terminal=1 mode=1 ppolar=no | New Monitor.linhaPV_Tpx355604B0_power element=line.Tpx355604B0 terminal=1 mode=1 ppolar=no
New Monitor.linhaPV_Tpx355605B0_power | element=line.Tpx355605B0 | terminal=1 mode=1 ppolar=no | New Monitor.linhaPV_Tpx355605B0_power element=line.Tpx355605B0 terminal=1 mode=1 ppolar=no | New Monitor.linhaPV_Tpx355605B0_power element=line.Tpx355605B0 terminal=1 mode=1 ppolar=no
New Monitor.linhaPV_Tpx355606B0_power | element=line.Tpx355606B0 | terminal=1 mode=1 ppolar=no | New Monitor.linhaPV_Tpx355606B0_power element=line.Tpx355606B0 terminal=1 mode=1 ppolar=no | New Monitor.linhaPV_Tpx355606B0_power element=line.Tpx355606B0 terminal=1 mode=1 ppolar=no
New Monitor.linhaPV_Tpx355607B0_power | element=line.Tpx355607B0 | terminal=1 mode=1 ppolar=no | New Monitor.linhaPV_Tpx355607B0_power element=line.Tpx355607B0 terminal=1 mode=1 ppolar=no | New Monitor.linhaPV_Tpx355607B0_power element=line.Tpx355607B0 terminal=1 mode=1 ppolar=no
New Monitor.linhaPV_Tpx355618B0_power | element=line.Tpx355618B0 | terminal=1 mode=1 ppolar=no | New Monitor.linhaPV_Tpx355618B0_power element=line.Tpx355618B0 terminal=1 mode=1 ppolar=no | New Monitor.linhaPV_Tpx355618B0_power element=line.Tpx355618B0 terminal=1 mode=1 ppolar=no
New Monitor.linhaPV_Tpx355767B0_power | element=line.Tpx355767B0 | terminal=1 mode=1 ppolar=no | New Monitor.linhaPV_Tpx355767B0_power element=line.Tpx355767B0 terminal=1 mode=1 ppolar=no | New Monitor.linhaPV_Tpx355767B0_power element=line.Tpx355767B0 terminal=1 mode=1 ppolar=no
New Monitor.linhaPV_Tpx355768B0_power | element=line.Tpx355768B0 | terminal=1 mode=1 ppolar=no | New Monitor.linhaPV_Tpx355768B0_power element=line.Tpx355768B0 terminal=1 mode=1 ppolar=no | New Monitor.linhaPV_Tpx355768B0_power element=line.Tpx355768B0 terminal=1 mode=1 ppolar=no
New Monitor.linhaPV_Tpx355773A0_power | element=line.Tpx355773A0 | terminal=1 mode=1 ppolar=no | New Monitor.linhaPV_Tpx355773A0_power element=line.Tpx355773A0 terminal=1 mode=1 ppolar=no | New Monitor.linhaPV_Tpx355773A0_power element=line.Tpx355773A0 terminal=1 mode=1 ppolar=no
New Monitor.linhaPV_Tpx355777B0_power | element=line.Tpx355777B0 | terminal=1 mode=1 ppolar=no | New Monitor.linhaPV_Tpx355777B0_power element=line.Tpx355777B0 terminal=1 mode=1 ppolar=no | New Monitor.linhaPV_Tpx355777B0_power element=line.Tpx355777B0 terminal=1 mode=1 ppolar=no
New Monitor.linhaPV_Tpx355778C0_power | element=line.Tpx355778C0 | terminal=1 mode=1 ppolar=no | New Monitor.linhaPV_Tpx355778C0_power element=line.Tpx355778C0 terminal=1 mode=1 ppolar=no | New Monitor.linhaPV_Tpx355778C0_power element=line.Tpx355778C0 terminal=1 mode=1 ppolar=no
New Monitor.linhaPV_Tpx355779C0_power | element=line.Tpx355779C0 | terminal=1 mode=1 ppolar=no | New Monitor.linhaPV_Tpx355779C0_power element=line.Tpx355779C0 terminal=1 mode=1 ppolar=no | New Monitor.linhaPV_Tpx355779C0_power element=line.Tpx355779C0 terminal=1 mode=1 ppolar=no
New Monitor.linhaPV_Tpx355780B0_power | element=line.Tpx355780B0 | terminal=1 mode=1 ppolar=no | New Monitor.linhaPV_Tpx355780B0_power element=line.Tpx355780B0 terminal=1 mode=1 ppolar=no | New Monitor.linhaPV_Tpx355780B0_power element=line.Tpx355780B0 terminal=1 mode=1 ppolar=no
New Monitor.linhaPV_Tpx355840B0_power | element=line.Tpx355840B0 | terminal=1 mode=1 ppolar=no | New Monitor.linhaPV_Tpx355840B0_power element=line.Tpx355840B0 terminal=1 mode=1 ppolar=no | New Monitor.linhaPV_Tpx355840B0_power element=line.Tpx355840B0 terminal=1 mode=1 ppolar=no
New Monitor.linhaPV_Tpx355842A0_power | element=line.Tpx355842A0 | terminal=1 mode=1 ppolar=no | New Monitor.linhaPV_Tpx355842A0_power element=line.Tpx355842A0 terminal=1 mode=1 ppolar=no | New Monitor.linhaPV_Tpx355842A0_power element=line.Tpx355842A0 terminal=1 mode=1 ppolar=no
New Monitor.linhaPV_Tpx355843A0_power | element=line.Tpx355843A0 | terminal=1 mode=1 ppolar=no | New Monitor.linhaPV_Tpx355843A0_power element=line.Tpx355843A0 terminal=1 mode=1 ppolar=no | New Monitor.linhaPV_Tpx355843A0_power element=line.Tpx355843A0 terminal=1 mode=1 ppolar=no
New Monitor.linhaPV_Tpx355933A0_power | element=line.Tpx355933A0 | terminal=1 mode=1 ppolar=no | New Monitor.linhaPV_Tpx355933A0_power element=line.Tpx355933A0 terminal=1 mode=1 ppolar=no | New Monitor.linhaPV_Tpx355933A0_power element=line.Tpx355933A0 terminal=1 mode=1 ppolar=no
New Monitor.linhaPV_Tpx355934A0_power | element=line.Tpx355934A0 | terminal=1 mode=1 ppolar=no | New Monitor.linhaPV_Tpx355934A0_power element=line.Tpx355934A0 terminal=1 mode=1 ppolar=no | New Monitor.linhaPV_Tpx355934A0_power element=line.Tpx355934A0 terminal=1 mode=1 ppolar=no
New Monitor.linhaPV_Tpx355935A0_power | element=line.Tpx355935A0 | terminal=1 mode=1 ppolar=no | New Monitor.linhaPV_Tpx355935A0_power element=line.Tpx355935A0 terminal=1 mode=1 ppolar=no | New Monitor.linhaPV_Tpx355935A0_power element=line.Tpx355935A0 terminal=1 mode=1 ppolar=no
New Monitor.linhaPV_Tpx355936A0_power | element=line.Tpx355936A0 | terminal=1 mode=1 ppolar=no | New Monitor.linhaPV_Tpx355936A0_power element=line.Tpx355936A0 terminal=1 mode=1 ppolar=no | New Monitor.linhaPV_Tpx355936A0_power element=line.Tpx355936A0 terminal=1 mode=1 ppolar=no
New Monitor.linhaPV_Tpx355937A0_power | element=line.Tpx355937A0 | terminal=1 mode=1 ppolar=no | New Monitor.linhaPV_Tpx355937A0_power element=line.Tpx355937A0 terminal=1 mode=1 ppolar=no | New Monitor.linhaPV_Tpx355937A0_power element=line.Tpx355937A0 terminal=1 mode=1 ppolar=no
New Monitor.linhaPV_Tpx355938A0_power | element=line.Tpx355938A0 | terminal=1 mode=1 ppolar=no | New Monitor.linhaPV_Tpx355938A0_power element=line.Tpx355938A0 terminal=1 mode=1 ppolar=no | New Monitor.linhaPV_Tpx355938A0_power element=line.Tpx355938A0 terminal=1 mode=1 ppolar=no
New Monitor.linhaPV_Tpx355942A0_power | element=line.Tpx355942A0 | terminal=1 mode=1 ppolar=no | New Monitor.linhaPV_Tpx355942A0_power element=line.Tpx355942A0 terminal=1 mode=1 ppolar=no | New Monitor.linhaPV_Tpx355942A0_power element=line.Tpx355942A0 terminal=1 mode=1 ppolar=no
New Monitor.linhaPV_Tpx355943C0_power | element=line.Tpx355943C0 | terminal=1 mode=1 ppolar=no | New Monitor.linhaPV_Tpx355943C0_power element=line.Tpx355943C0 terminal=1 mode=1 ppolar=no | New Monitor.linhaPV_Tpx355943C0_power element=line.Tpx355943C0 terminal=1 mode=1 ppolar=no
New Monitor.linhaPV_Tpx355944B0_power | element=line.Tpx355944B0 | terminal=1 mode=1 ppolar=no | New Monitor.linhaPV_Tpx355944B0_power element=line.Tpx355944B0 terminal=1 mode=1 ppolar=no | New Monitor.linhaPV_Tpx355944B0_power element=line.Tpx355944B0 terminal=1 mode=1 ppolar=no
New Monitor.linhaPV_Tpx356007A0_power | element=line.Tpx356007A0 | terminal=1 mode=1 ppolar=no | New Monitor.linhaPV_Tpx356007A0_power element=line.Tpx356007A0 terminal=1 mode=1 ppolar=no | New Monitor.linhaPV_Tpx356007A0_power element=line.Tpx356007A0 terminal=1 mode=1 ppolar=no
New Monitor.linhaPV_Tpx356008A0_power | element=line.Tpx356008A0 | terminal=1 mode=1 ppolar=no | New Monitor.linhaPV_Tpx356008A0_power element=line.Tpx356008A0 terminal=1 mode=1 ppolar=no | New Monitor.linhaPV_Tpx356008A0_power element=line.Tpx356008A0 terminal=1 mode=1 ppolar=no
New Monitor.linhaPV_Tpx356009A0_power | element=line.Tpx356009A0 | terminal=1 mode=1 ppolar=no | New Monitor.linhaPV_Tpx356009A0_power element=line.Tpx356009A0 terminal=1 mode=1 ppolar=no | New Monitor.linhaPV_Tpx356009A0_power element=line.Tpx356009A0 terminal=1 mode=1 ppolar=no
New Monitor.linhaPV_Tpx356010A0_power | element=line.Tpx356010A0 | terminal=1 mode=1 ppolar=no | New Monitor.linhaPV_Tpx356010A0_power element=line.Tpx356010A0 terminal=1 mode=1 ppolar=no | New Monitor.linhaPV_Tpx356010A0_power element=line.Tpx356010A0 terminal=1 mode=1 ppolar=no
New Monitor.linhaPV_Tpx356011A0_power | element=line.Tpx356011A0 | terminal=1 mode=1 ppolar=no | New Monitor.linhaPV_Tpx356011A0_power element=line.Tpx356011A0 terminal=1 mode=1 ppolar=no | New Monitor.linhaPV_Tpx356011A0_power element=line.Tpx356011A0 terminal=1 mode=1 ppolar=no
New Monitor.linhaPV_Tpx356012A0_power | element=line.Tpx356012A0 | terminal=1 mode=1 ppolar=no | New Monitor.linhaPV_Tpx356012A0_power element=line.Tpx356012A0 terminal=1 mode=1 ppolar=no | New Monitor.linhaPV_Tpx356012A0_power element=line.Tpx356012A0 terminal=1 mode=1 ppolar=no
New Monitor.linhaPV_Tpx356013A0_power | element=line.Tpx356013A0 | terminal=1 mode=1 ppolar=no | New Monitor.linhaPV_Tpx356013A0_power element=line.Tpx356013A0 terminal=1 mode=1 ppolar=no | New Monitor.linhaPV_Tpx356013A0_power element=line.Tpx356013A0 terminal=1 mode=1 ppolar=no
New Monitor.linhaPV_Tpx356014A0_power | element=line.Tpx356014A0 | terminal=1 mode=1 ppolar=no | New Monitor.linhaPV_Tpx356014A0_power element=line.Tpx356014A0 terminal=1 mode=1 ppolar=no | New Monitor.linhaPV_Tpx356014A0_power element=line.Tpx356014A0 terminal=1 mode=1 ppolar=no
New Monitor.linhaPV_Tpx356015A0_power | element=line.Tpx356015A0 | terminal=1 mode=1 ppolar=no | New Monitor.linhaPV_Tpx356015A0_power element=line.Tpx356015A0 terminal=1 mode=1 ppolar=no | New Monitor.linhaPV_Tpx356015A0_power element=line.Tpx356015A0 terminal=1 mode=1 ppolar=no
New Monitor.linhaPV_Tpx356062B0_power | element=line.Tpx356062B0 | terminal=1 mode=1 ppolar=no | New Monitor.linhaPV_Tpx356062B0_power element=line.Tpx356062B0 terminal=1 mode=1 ppolar=no | New Monitor.linhaPV_Tpx356062B0_power element=line.Tpx356062B0 terminal=1 mode=1 ppolar=no
New Monitor.linhaPV_Tpx356063C0_power | element=line.Tpx356063C0 | terminal=1 mode=1 ppolar=no | New Monitor.linhaPV_Tpx356063C0_power element=line.Tpx356063C0 terminal=1 mode=1 ppolar=no | New Monitor.linhaPV_Tpx356063C0_power element=line.Tpx356063C0 terminal=1 mode=1 ppolar=no
New Monitor.linhaPV_Tpx356064B0_power | element=line.Tpx356064B0 | terminal=1 mode=1 ppolar=no | New Monitor.linhaPV_Tpx356064B0_power element=line.Tpx356064B0 terminal=1 mode=1 ppolar=no | New Monitor.linhaPV_Tpx356064B0_power element=line.Tpx356064B0 terminal=1 mode=1 ppolar=no
New Monitor.linhaPV_Tpx356065B0_power | element=line.Tpx356065B0 | terminal=1 mode=1 ppolar=no | New Monitor.linhaPV_Tpx356065B0_power element=line.Tpx356065B0 terminal=1 mode=1 ppolar=no | New Monitor.linhaPV_Tpx356065B0_power element=line.Tpx356065B0 terminal=1 mode=1 ppolar=no
New Monitor.linhaPV_Tpx356787C0_power | element=line.Tpx356787C0 | terminal=1 mode=1 ppolar=no | New Monitor.linhaPV_Tpx356787C0_power element=line.Tpx356787C0 terminal=1 mode=1 ppolar=no | New Monitor.linhaPV_Tpx356787C0_power element=line.Tpx356787C0 terminal=1 mode=1 ppolar=no
New Monitor.linhaPV_Tpx356788C0_power | element=line.Tpx356788C0 | terminal=1 mode=1 ppolar=no | New Monitor.linhaPV_Tpx356788C0_power element=line.Tpx356788C0 terminal=1 mode=1 ppolar=no | New Monitor.linhaPV_Tpx356788C0_power element=line.Tpx356788C0 terminal=1 mode=1 ppolar=no
New Monitor.linhaPV_Tpx356789C0_power | element=line.Tpx356789C0 | terminal=1 mode=1 ppolar=no | New Monitor.linhaPV_Tpx356789C0_power element=line.Tpx356789C0 terminal=1 mode=1 ppolar=no | New Monitor.linhaPV_Tpx356789C0_power element=line.Tpx356789C0 terminal=1 mode=1 ppolar=no
New Monitor.linhaPV_Tpx356790C0_power | element=line.Tpx356790C0 | terminal=1 mode=1 ppolar=no | New Monitor.linhaPV_Tpx356790C0_power element=line.Tpx356790C0 terminal=1 mode=1 ppolar=no | New Monitor.linhaPV_Tpx356790C0_power element=line.Tpx356790C0 terminal=1 mode=1 ppolar=no
New Monitor.linhaPV_Tpx356791C0_power | element=line.Tpx356791C0 | terminal=1 mode=1 ppolar=no | New Monitor.linhaPV_Tpx356791C0_power element=line.Tpx356791C0 terminal=1 mode=1 ppolar=no | New Monitor.linhaPV_Tpx356791C0_power element=line.Tpx356791C0 terminal=1 mode=1 ppolar=no
New Monitor.linhaPV_Tpx356793C0_power | element=line.Tpx356793C0 | terminal=1 mode=1 ppolar=no | New Monitor.linhaPV_Tpx356793C0_power element=line.Tpx356793C0 terminal=1 mode=1 ppolar=no | New Monitor.linhaPV_Tpx356793C0_power element=line.Tpx356793C0 terminal=1 mode=1 ppolar=no
New Monitor.linhaPV_Tpx356794C0_power | element=line.Tpx356794C0 | terminal=1 mode=1 ppolar=no | New Monitor.linhaPV_Tpx356794C0_power element=line.Tpx356794C0 terminal=1 mode=1 ppolar=no | New Monitor.linhaPV_Tpx356794C0_power element=line.Tpx356794C0 terminal=1 mode=1 ppolar=no
New Monitor.linhaPV_Tpx356795C0_power | element=line.Tpx356795C0 | terminal=1 mode=1 ppolar=no | New Monitor.linhaPV_Tpx356795C0_power element=line.Tpx356795C0 terminal=1 mode=1 ppolar=no | New Monitor.linhaPV_Tpx356795C0_power element=line.Tpx356795C0 terminal=1 mode=1 ppolar=no
New Monitor.linhaPV_Tpx356796C0_power | element=line.Tpx356796C0 | terminal=1 mode=1 ppolar=no | New Monitor.linhaPV_Tpx356796C0_power element=line.Tpx356796C0 terminal=1 mode=1 ppolar=no | New Monitor.linhaPV_Tpx356796C0_power element=line.Tpx356796C0 terminal=1 mode=1 ppolar=no
New Monitor.linhaPV_Tpx356797C0_power | element=line.Tpx356797C0 | terminal=1 mode=1 ppolar=no | New Monitor.linhaPV_Tpx356797C0_power element=line.Tpx356797C0 terminal=1 mode=1 ppolar=no | New Monitor.linhaPV_Tpx356797C0_power element=line.Tpx356797C0 terminal=1 mode=1 ppolar=no
New Monitor.linhaPV_Tpx356798C0_power | element=line.Tpx356798C0 | terminal=1 mode=1 ppolar=no | New Monitor.linhaPV_Tpx356798C0_power element=line.Tpx356798C0 terminal=1 mode=1 ppolar=no | New Monitor.linhaPV_Tpx356798C0_power element=line.Tpx356798C0 terminal=1 mode=1 ppolar=no
New Monitor.linhaPV_Tpx356800A0_power | element=line.Tpx356800A0 | terminal=1 mode=1 ppolar=no | New Monitor.linhaPV_Tpx356800A0_power element=line.Tpx356800A0 terminal=1 mode=1 ppolar=no | New Monitor.linhaPV_Tpx356800A0_power element=line.Tpx356800A0 terminal=1 mode=1 ppolar=no
New Monitor.linhaPV_Tpx356801A0_power | element=line.Tpx356801A0 | terminal=1 mode=1 ppolar=no | New Monitor.linhaPV_Tpx356801A0_power element=line.Tpx356801A0 terminal=1 mode=1 ppolar=no | New Monitor.linhaPV_Tpx356801A0_power element=line.Tpx356801A0 terminal=1 mode=1 ppolar=no
New Monitor.linhaPV_Tpx356802A0_power | element=line.Tpx356802A0 | terminal=1 mode=1 ppolar=no | New Monitor.linhaPV_Tpx356802A0_power element=line.Tpx356802A0 terminal=1 mode=1 ppolar=no | New Monitor.linhaPV_Tpx356802A0_power element=line.Tpx356802A0 terminal=1 mode=1 ppolar=no
New Monitor.linhaPV_Tpx356803A0_power | element=line.Tpx356803A0 | terminal=1 mode=1 ppolar=no | New Monitor.linhaPV_Tpx356803A0_power element=line.Tpx356803A0 terminal=1 mode=1 ppolar=no | New Monitor.linhaPV_Tpx356803A0_power element=line.Tpx356803A0 terminal=1 mode=1 ppolar=no
New Monitor.linhaPV_Tpx356804A0_power | element=line.Tpx356804A0 | terminal=1 mode=1 ppolar=no | New Monitor.linhaPV_Tpx356804A0_power element=line.Tpx356804A0 terminal=1 mode=1 ppolar=no | New Monitor.linhaPV_Tpx356804A0_power element=line.Tpx356804A0 terminal=1 mode=1 ppolar=no
New Monitor.linhaPV_Tpx356805A0_power | element=line.Tpx356805A0 | terminal=1 mode=1 ppolar=no | New Monitor.linhaPV_Tpx356805A0_power element=line.Tpx356805A0 terminal=1 mode=1 ppolar=no | New Monitor.linhaPV_Tpx356805A0_power element=line.Tpx356805A0 terminal=1 mode=1 ppolar=no
New Monitor.linhaPV_Tpx356807A0_power | element=line.Tpx356807A0 | terminal=1 mode=1 ppolar=no | New Monitor.linhaPV_Tpx356807A0_power element=line.Tpx356807A0 terminal=1 mode=1 ppolar=no | New Monitor.linhaPV_Tpx356807A0_power element=line.Tpx356807A0 terminal=1 mode=1 ppolar=no
New Monitor.linhaPV_Tpx356808A0_power | element=line.Tpx356808A0 | terminal=1 mode=1 ppolar=no | New Monitor.linhaPV_Tpx356808A0_power element=line.Tpx356808A0 terminal=1 mode=1 ppolar=no | New Monitor.linhaPV_Tpx356808A0_power element=line.Tpx356808A0 terminal=1 mode=1 ppolar=no
New Monitor.linhaPV_Tpx356809A0_power | element=line.Tpx356809A0 | terminal=1 mode=1 ppolar=no | New Monitor.linhaPV_Tpx356809A0_power element=line.Tpx356809A0 terminal=1 mode=1 ppolar=no | New Monitor.linhaPV_Tpx356809A0_power element=line.Tpx356809A0 terminal=1 mode=1 ppolar=no
New Monitor.linhaPV_Tpx356810C0_power | element=line.Tpx356810C0 | terminal=1 mode=1 ppolar=no | New Monitor.linhaPV_Tpx356810C0_power element=line.Tpx356810C0 terminal=1 mode=1 ppolar=no | New Monitor.linhaPV_Tpx356810C0_power element=line.Tpx356810C0 terminal=1 mode=1 ppolar=no
New Monitor.linhaPV_Tpx356811A0_power | element=line.Tpx356811A0 | terminal=1 mode=1 ppolar=no | New Monitor.linhaPV_Tpx356811A0_power element=line.Tpx356811A0 terminal=1 mode=1 ppolar=no | New Monitor.linhaPV_Tpx356811A0_power element=line.Tpx356811A0 terminal=1 mode=1 ppolar=no
New Monitor.linhaPV_Tpx356814C0_power | element=line.Tpx356814C0 | terminal=1 mode=1 ppolar=no | New Monitor.linhaPV_Tpx356814C0_power element=line.Tpx356814C0 terminal=1 mode=1 ppolar=no | New Monitor.linhaPV_Tpx356814C0_power element=line.Tpx356814C0 terminal=1 mode=1 ppolar=no
New Monitor.linhaPV_Tpx356815A0_power | element=line.Tpx356815A0 | terminal=1 mode=1 ppolar=no | New Monitor.linhaPV_Tpx356815A0_power element=line.Tpx356815A0 terminal=1 mode=1 ppolar=no | New Monitor.linhaPV_Tpx356815A0_power element=line.Tpx356815A0 terminal=1 mode=1 ppolar=no
New Monitor.linhaPV_Tpx391736B0_power | element=line.Tpx391736B0 | terminal=1 mode=1 ppolar=no | New Monitor.linhaPV_Tpx391736B0_power element=line.Tpx391736B0 terminal=1 mode=1 ppolar=no | New Monitor.linhaPV_Tpx391736B0_power element=line.Tpx391736B0 terminal=1 mode=1 ppolar=no
New Monitor.linhaPV_Tpx391737B0_power | element=line.Tpx391737B0 | terminal=1 mode=1 ppolar=no | New Monitor.linhaPV_Tpx391737B0_power element=line.Tpx391737B0 terminal=1 mode=1 ppolar=no | New Monitor.linhaPV_Tpx391737B0_power element=line.Tpx391737B0 terminal=1 mode=1 ppolar=no
New Monitor.linhaPV_Tpx391738B0_power | element=line.Tpx391738B0 | terminal=1 mode=1 ppolar=no | New Monitor.linhaPV_Tpx391738B0_power element=line.Tpx391738B0 terminal=1 mode=1 ppolar=no | New Monitor.linhaPV_Tpx391738B0_power element=line.Tpx391738B0 terminal=1 mode=1 ppolar=no
New Monitor.linhaPV_Tpx391739B0_power | element=line.Tpx391739B0 | terminal=1 mode=1 ppolar=no | New Monitor.linhaPV_Tpx391739B0_power element=line.Tpx391739B0 terminal=1 mode=1 ppolar=no | New Monitor.linhaPV_Tpx391739B0_power element=line.Tpx391739B0 terminal=1 mode=1 ppolar=no
New Monitor.linhaPV_Tpx391740B0_power | element=line.Tpx391740B0 | terminal=1 mode=1 ppolar=no | New Monitor.linhaPV_Tpx391740B0_power element=line.Tpx391740B0 terminal=1 mode=1 ppolar=no | New Monitor.linhaPV_Tpx391740B0_power element=line.Tpx391740B0 terminal=1 mode=1 ppolar=no
New Monitor.linhaPV_Tpx391741B0_power | element=line.Tpx391741B0 | terminal=1 mode=1 ppolar=no | New Monitor.linhaPV_Tpx391741B0_power element=line.Tpx391741B0 terminal=1 mode=1 ppolar=no | New Monitor.linhaPV_Tpx391741B0_power element=line.Tpx391741B0 terminal=1 mode=1 ppolar=no
New Monitor.linhaPV_Tpx391742B0_power | element=line.Tpx391742B0 | terminal=1 mode=1 ppolar=no | New Monitor.linhaPV_Tpx391742B0_power element=line.Tpx391742B0 terminal=1 mode=1 ppolar=no | New Monitor.linhaPV_Tpx391742B0_power element=line.Tpx391742B0 terminal=1 mode=1 ppolar=no
New Monitor.linhaPV_Tpx391743B0_power | element=line.Tpx391743B0 | terminal=1 mode=1 ppolar=no | New Monitor.linhaPV_Tpx391743B0_power element=line.Tpx391743B0 terminal=1 mode=1 ppolar=no | New Monitor.linhaPV_Tpx391743B0_power element=line.Tpx391743B0 terminal=1 mode=1 ppolar=no
New Monitor.linhaPV_Tpx391744B0_power | element=line.Tpx391744B0 | terminal=1 mode=1 ppolar=no | New Monitor.linhaPV_Tpx391744B0_power element=line.Tpx391744B0 terminal=1 mode=1 ppolar=no | New Monitor.linhaPV_Tpx391744B0_power element=line.Tpx391744B0 terminal=1 mode=1 ppolar=no
New Monitor.linhaPV_Tpx391745B0_power | element=line.Tpx391745B0 | terminal=1 mode=1 ppolar=no | New Monitor.linhaPV_Tpx391745B0_power element=line.Tpx391745B0 terminal=1 mode=1 ppolar=no | New Monitor.linhaPV_Tpx391745B0_power element=line.Tpx391745B0 terminal=1 mode=1 ppolar=no
New Monitor.linhaPV_Tpx391746B0_power | element=line.Tpx391746B0 | terminal=1 mode=1 ppolar=no | New Monitor.linhaPV_Tpx391746B0_power element=line.Tpx391746B0 terminal=1 mode=1 ppolar=no | New Monitor.linhaPV_Tpx391746B0_power element=line.Tpx391746B0 terminal=1 mode=1 ppolar=no
New Monitor.linhaPV_Tpx391747B0_power | element=line.Tpx391747B0 | terminal=1 mode=1 ppolar=no | New Monitor.linhaPV_Tpx391747B0_power element=line.Tpx391747B0 terminal=1 mode=1 ppolar=no | New Monitor.linhaPV_Tpx391747B0_power element=line.Tpx391747B0 terminal=1 mode=1 ppolar=no
New Monitor.linhaPV_Tpx391748B0_power | element=line.Tpx391748B0 | terminal=1 mode=1 ppolar=no | New Monitor.linhaPV_Tpx391748B0_power element=line.Tpx391748B0 terminal=1 mode=1 ppolar=no | New Monitor.linhaPV_Tpx391748B0_power element=line.Tpx391748B0 terminal=1 mode=1 ppolar=no
New Monitor.linhaPV_Tpx391749B0_power | element=line.Tpx391749B0 | terminal=1 mode=1 ppolar=no | New Monitor.linhaPV_Tpx391749B0_power element=line.Tpx391749B0 terminal=1 mode=1 ppolar=no | New Monitor.linhaPV_Tpx391749B0_power element=line.Tpx391749B0 terminal=1 mode=1 ppolar=no
New Monitor.linhaPV_Tpx391750B0_power | element=line.Tpx391750B0 | terminal=1 mode=1 ppolar=no | New Monitor.linhaPV_Tpx391750B0_power element=line.Tpx391750B0 terminal=1 mode=1 ppolar=no | New Monitor.linhaPV_Tpx391750B0_power element=line.Tpx391750B0 terminal=1 mode=1 ppolar=no
New Monitor.linhaPV_Tpx391751B0_power | element=line.Tpx391751B0 | terminal=1 mode=1 ppolar=no | New Monitor.linhaPV_Tpx391751B0_power element=line.Tpx391751B0 terminal=1 mode=1 ppolar=no | New Monitor.linhaPV_Tpx391751B0_power element=line.Tpx391751B0 terminal=1 mode=1 ppolar=no
New Monitor.linhaPV_Tpx391752B0_power | element=line.Tpx391752B0 | terminal=1 mode=1 ppolar=no | New Monitor.linhaPV_Tpx391752B0_power element=line.Tpx391752B0 terminal=1 mode=1 ppolar=no | New Monitor.linhaPV_Tpx391752B0_power element=line.Tpx391752B0 terminal=1 mode=1 ppolar=no
New Monitor.linhaPV_Tpx391753B0_power | element=line.Tpx391753B0 | terminal=1 mode=1 ppolar=no | New Monitor.linhaPV_Tpx391753B0_power element=line.Tpx391753B0 terminal=1 mode=1 ppolar=no | New Monitor.linhaPV_Tpx391753B0_power element=line.Tpx391753B0 terminal=1 mode=1 ppolar=no
New Monitor.linhaPV_Tpx391755B0_power | element=line.Tpx391755B0 | terminal=1 mode=1 ppolar=no | New Monitor.linhaPV_Tpx391755B0_power element=line.Tpx391755B0 terminal=1 mode=1 ppolar=no | New Monitor.linhaPV_Tpx391755B0_power element=line.Tpx391755B0 terminal=1 mode=1 ppolar=no
New Monitor.linhaPV_Tpx391756B0_power | element=line.Tpx391756B0 | terminal=1 mode=1 ppolar=no | New Monitor.linhaPV_Tpx391756B0_power element=line.Tpx391756B0 terminal=1 mode=1 ppolar=no | New Monitor.linhaPV_Tpx391756B0_power element=line.Tpx391756B0 terminal=1 mode=1 ppolar=no
New Monitor.linhaPV_Tpx391757B0_power | element=line.Tpx391757B0 | terminal=1 mode=1 ppolar=no | New Monitor.linhaPV_Tpx391757B0_power element=line.Tpx391757B0 terminal=1 mode=1 ppolar=no | New Monitor.linhaPV_Tpx391757B0_power element=line.Tpx391757B0 terminal=1 mode=1 ppolar=no
New Monitor.linhaPV_Tpx391758B0_power | element=line.Tpx391758B0 | terminal=1 mode=1 ppolar=no | New Monitor.linhaPV_Tpx391758B0_power element=line.Tpx391758B0 terminal=1 mode=1 ppolar=no | New Monitor.linhaPV_Tpx391758B0_power element=line.Tpx391758B0 terminal=1 mode=1 ppolar=no
New Monitor.linhaPV_Tpx391765B0_power | element=line.Tpx391765B0 | terminal=1 mode=1 ppolar=no | New Monitor.linhaPV_Tpx391765B0_power element=line.Tpx391765B0 terminal=1 mode=1 ppolar=no | New Monitor.linhaPV_Tpx391765B0_power element=line.Tpx391765B0 terminal=1 mode=1 ppolar=no
New Monitor.linhaPV_Tpx391973C0_power | element=line.Tpx391973C0 | terminal=1 mode=1 ppolar=no | New Monitor.linhaPV_Tpx391973C0_power element=line.Tpx391973C0 terminal=1 mode=1 ppolar=no | New Monitor.linhaPV_Tpx391973C0_power element=line.Tpx391973C0 terminal=1 mode=1 ppolar=no
New Monitor.linhaPV_Tpx391976C0_power | element=line.Tpx391976C0 | terminal=1 mode=1 ppolar=no | New Monitor.linhaPV_Tpx391976C0_power element=line.Tpx391976C0 terminal=1 mode=1 ppolar=no | New Monitor.linhaPV_Tpx391976C0_power element=line.Tpx391976C0 terminal=1 mode=1 ppolar=no
New Monitor.linhaPV_Tpx391977A0_power | element=line.Tpx391977A0 | terminal=1 mode=1 ppolar=no | New Monitor.linhaPV_Tpx391977A0_power element=line.Tpx391977A0 terminal=1 mode=1 ppolar=no | New Monitor.linhaPV_Tpx391977A0_power element=line.Tpx391977A0 terminal=1 mode=1 ppolar=no
New Monitor.linhaPV_Tpx391978C0_power | element=line.Tpx391978C0 | terminal=1 mode=1 ppolar=no | New Monitor.linhaPV_Tpx391978C0_power element=line.Tpx391978C0 terminal=1 mode=1 ppolar=no | New Monitor.linhaPV_Tpx391978C0_power element=line.Tpx391978C0 terminal=1 mode=1 ppolar=no
New Monitor.linhaPV_Tpx391979C0_power | element=line.Tpx391979C0 | terminal=1 mode=1 ppolar=no | New Monitor.linhaPV_Tpx391979C0_power element=line.Tpx391979C0 terminal=1 mode=1 ppolar=no | New Monitor.linhaPV_Tpx391979C0_power element=line.Tpx391979C0 terminal=1 mode=1 ppolar=no
New Monitor.linhaPV_Tpx391980A0_power | element=line.Tpx391980A0 | terminal=1 mode=1 ppolar=no | New Monitor.linhaPV_Tpx391980A0_power element=line.Tpx391980A0 terminal=1 mode=1 ppolar=no | New Monitor.linhaPV_Tpx391980A0_power element=line.Tpx391980A0 terminal=1 mode=1 ppolar=no
New Monitor.linhaPV_Tpx391981A0_power | element=line.Tpx391981A0 | terminal=1 mode=1 ppolar=no | New Monitor.linhaPV_Tpx391981A0_power element=line.Tpx391981A0 terminal=1 mode=1 ppolar=no | New Monitor.linhaPV_Tpx391981A0_power element=line.Tpx391981A0 terminal=1 mode=1 ppolar=no
New Monitor.linhaPV_Tpx391985A0_power | element=line.Tpx391985A0 | terminal=1 mode=1 ppolar=no | New Monitor.linhaPV_Tpx391985A0_power element=line.Tpx391985A0 terminal=1 mode=1 ppolar=no | New Monitor.linhaPV_Tpx391985A0_power element=line.Tpx391985A0 terminal=1 mode=1 ppolar=no
New Monitor.linhaPV_Tpx391986A0_power | element=line.Tpx391986A0 | terminal=1 mode=1 ppolar=no | New Monitor.linhaPV_Tpx391986A0_power element=line.Tpx391986A0 terminal=1 mode=1 ppolar=no | New Monitor.linhaPV_Tpx391986A0_power element=line.Tpx391986A0 terminal=1 mode=1 ppolar=no
New Monitor.linhaPV_Tpx391987A0_power | element=line.Tpx391987A0 | terminal=1 mode=1 ppolar=no | New Monitor.linhaPV_Tpx391987A0_power element=line.Tpx391987A0 terminal=1 mode=1 ppolar=no | New Monitor.linhaPV_Tpx391987A0_power element=line.Tpx391987A0 terminal=1 mode=1 ppolar=no
New Monitor.linhaPV_Tpx391989A0_power | element=line.Tpx391989A0 | terminal=1 mode=1 ppolar=no | New Monitor.linhaPV_Tpx391989A0_power element=line.Tpx391989A0 terminal=1 mode=1 ppolar=no | New Monitor.linhaPV_Tpx391989A0_power element=line.Tpx391989A0 terminal=1 mode=1 ppolar=no
New Monitor.linhaPV_Tpx391990A0_power | element=line.Tpx391990A0 | terminal=1 mode=1 ppolar=no | New Monitor.linhaPV_Tpx391990A0_power element=line.Tpx391990A0 terminal=1 mode=1 ppolar=no | New Monitor.linhaPV_Tpx391990A0_power element=line.Tpx391990A0 terminal=1 mode=1 ppolar=no
New Monitor.linhaPV_Tpx391991A0_power | element=line.Tpx391991A0 | terminal=1 mode=1 ppolar=no | New Monitor.linhaPV_Tpx391991A0_power element=line.Tpx391991A0 terminal=1 mode=1 ppolar=no | New Monitor.linhaPV_Tpx391991A0_power element=line.Tpx391991A0 terminal=1 mode=1 ppolar=no
New Monitor.linhaPV_Tpx391992A0_power | element=line.Tpx391992A0 | terminal=1 mode=1 ppolar=no | New Monitor.linhaPV_Tpx391992A0_power element=line.Tpx391992A0 terminal=1 mode=1 ppolar=no | New Monitor.linhaPV_Tpx391992A0_power element=line.Tpx391992A0 terminal=1 mode=1 ppolar=no
New Monitor.linhaPV_Tpx391993A0_power | element=line.Tpx391993A0 | terminal=1 mode=1 ppolar=no | New Monitor.linhaPV_Tpx391993A0_power element=line.Tpx391993A0 terminal=1 mode=1 ppolar=no | New Monitor.linhaPV_Tpx391993A0_power element=line.Tpx391993A0 terminal=1 mode=1 ppolar=no
New Monitor.linhaPV_Tpx391994A0_power | element=line.Tpx391994A0 | terminal=1 mode=1 ppolar=no | New Monitor.linhaPV_Tpx391994A0_power element=line.Tpx391994A0 terminal=1 mode=1 ppolar=no | New Monitor.linhaPV_Tpx391994A0_power element=line.Tpx391994A0 terminal=1 mode=1 ppolar=no
New Monitor.linhaPV_Tpx391995A0_power | element=line.Tpx391995A0 | terminal=1 mode=1 ppolar=no | New Monitor.linhaPV_Tpx391995A0_power element=line.Tpx391995A0 terminal=1 mode=1 ppolar=no | New Monitor.linhaPV_Tpx391995A0_power element=line.Tpx391995A0 terminal=1 mode=1 ppolar=no
New Monitor.linhaPV_Tpx391996A0_power | element=line.Tpx391996A0 | terminal=1 mode=1 ppolar=no | New Monitor.linhaPV_Tpx391996A0_power element=line.Tpx391996A0 terminal=1 mode=1 ppolar=no | New Monitor.linhaPV_Tpx391996A0_power element=line.Tpx391996A0 terminal=1 mode=1 ppolar=no
New Monitor.linhaPV_Tpx392036B0_power | element=line.Tpx392036B0 | terminal=1 mode=1 ppolar=no | New Monitor.linhaPV_Tpx392036B0_power element=line.Tpx392036B0 terminal=1 mode=1 ppolar=no | New Monitor.linhaPV_Tpx392036B0_power element=line.Tpx392036B0 terminal=1 mode=1 ppolar=no
New Monitor.linhaPV_Tpx392037B0_power | element=line.Tpx392037B0 | terminal=1 mode=1 ppolar=no | New Monitor.linhaPV_Tpx392037B0_power element=line.Tpx392037B0 terminal=1 mode=1 ppolar=no | New Monitor.linhaPV_Tpx392037B0_power element=line.Tpx392037B0 terminal=1 mode=1 ppolar=no
New Monitor.linhaPV_Tpx392038B0_power | element=line.Tpx392038B0 | terminal=1 mode=1 ppolar=no | New Monitor.linhaPV_Tpx392038B0_power element=line.Tpx392038B0 terminal=1 mode=1 ppolar=no | New Monitor.linhaPV_Tpx392038B0_power element=line.Tpx392038B0 terminal=1 mode=1 ppolar=no
New Monitor.linhaPV_Tpx441311A0_power | element=line.Tpx441311A0 | terminal=1 mode=1 ppolar=no | New Monitor.linhaPV_Tpx441311A0_power element=line.Tpx441311A0 terminal=1 mode=1 ppolar=no | New Monitor.linhaPV_Tpx441311A0_power element=line.Tpx441311A0 terminal=1 mode=1 ppolar=no
New Monitor.linhaPV_Tpx441331C0_power | element=line.Tpx441331C0 | terminal=1 mode=1 ppolar=no | New Monitor.linhaPV_Tpx441331C0_power element=line.Tpx441331C0 terminal=1 mode=1 ppolar=no | New Monitor.linhaPV_Tpx441331C0_power element=line.Tpx441331C0 terminal=1 mode=1 ppolar=no
New Monitor.linhaPV_Tpx441854C0_power | element=line.Tpx441854C0 | terminal=1 mode=1 ppolar=no | New Monitor.linhaPV_Tpx441854C0_power element=line.Tpx441854C0 terminal=1 mode=1 ppolar=no | New Monitor.linhaPV_Tpx441854C0_power element=line.Tpx441854C0 terminal=1 mode=1 ppolar=no
New Monitor.linhaPV_Tpx442373C0_power | element=line.Tpx442373C0 | terminal=1 mode=1 ppolar=no | New Monitor.linhaPV_Tpx442373C0_power element=line.Tpx442373C0 terminal=1 mode=1 ppolar=no | New Monitor.linhaPV_Tpx442373C0_power element=line.Tpx442373C0 terminal=1 mode=1 ppolar=no
New Monitor.linhaPV_Tpx20107636A0_power | element=line.Tpx20107636A0 | terminal=1 mode=1 ppolar=no | New Monitor.linhaPV_Tpx20107636A0_power element=line.Tpx20107636A0 terminal=1 mode=1 ppolar=no | New Monitor.linhaPV_Tpx20107636A0_power element=line.Tpx20107636A0 terminal=1 mode=1 ppolar=no
New Monitor.linhaPV_Tpx20107693B0_power | element=line.Tpx20107693B0 | terminal=1 mode=1 ppolar=no | New Monitor.linhaPV_Tpx20107693B0_power element=line.Tpx20107693B0 terminal=1 mode=1 ppolar=no | New Monitor.linhaPV_Tpx20107693B0_power element=line.Tpx20107693B0 terminal=1 mode=1 ppolar=no
New Monitor.linhaPV_Tpx2044328C0_power | element=line.Tpx2044328C0 | terminal=1 mode=1 ppolar=no | New Monitor.linhaPV_Tpx2044328C0_power element=line.Tpx2044328C0 terminal=1 mode=1 ppolar=no | New Monitor.linhaPV_Tpx2044328C0_power element=line.Tpx2044328C0 terminal=1 mode=1 ppolar=no
New Monitor.linhaPV_Tpx2099529C0_power | element=line.Tpx2099529C0 | terminal=1 mode=1 ppolar=no | New Monitor.linhaPV_Tpx2099529C0_power element=line.Tpx2099529C0 terminal=1 mode=1 ppolar=no | New Monitor.linhaPV_Tpx2099529C0_power element=line.Tpx2099529C0 terminal=1 mode=1 ppolar=no
New Monitor.linhaPV_Tpx2118808A0_power | element=line.Tpx2118808A0 | terminal=1 mode=1 ppolar=no | New Monitor.linhaPV_Tpx2118808A0_power element=line.Tpx2118808A0 terminal=1 mode=1 ppolar=no | New Monitor.linhaPV_Tpx2118808A0_power element=line.Tpx2118808A0 terminal=1 mode=1 ppolar=no
New Monitor.linhaPV_Tpx2118822A0_power | element=line.Tpx2118822A0 | terminal=1 mode=1 ppolar=no | New Monitor.linhaPV_Tpx2118822A0_power element=line.Tpx2118822A0 terminal=1 mode=1 ppolar=no | New Monitor.linhaPV_Tpx2118822A0_power element=line.Tpx2118822A0 terminal=1 mode=1 ppolar=no
New Monitor.linhaPV_Tpx2118903B0_power | element=line.Tpx2118903B0 | terminal=1 mode=1 ppolar=no | New Monitor.linhaPV_Tpx2118903B0_power element=line.Tpx2118903B0 terminal=1 mode=1 ppolar=no | New Monitor.linhaPV_Tpx2118903B0_power element=line.Tpx2118903B0 terminal=1 mode=1 ppolar=no
New Monitor.linhaPV_Tpx2119958B0_power | element=line.Tpx2119958B0 | terminal=1 mode=1 ppolar=no | New Monitor.linhaPV_Tpx2119958B0_power element=line.Tpx2119958B0 terminal=1 mode=1 ppolar=no | New Monitor.linhaPV_Tpx2119958B0_power element=line.Tpx2119958B0 terminal=1 mode=1 ppolar=no
New Monitor.linhaPV_Tpx2120126A0_power | element=line.Tpx2120126A0 | terminal=1 mode=1 ppolar=no | New Monitor.linhaPV_Tpx2120126A0_power element=line.Tpx2120126A0 terminal=1 mode=1 ppolar=no | New Monitor.linhaPV_Tpx2120126A0_power element=line.Tpx2120126A0 terminal=1 mode=1 ppolar=no
New Monitor.linhaPV_Tpx2120126B0_power | element=line.Tpx2120126B0 | terminal=1 mode=1 ppolar=no | New Monitor.linhaPV_Tpx2120126B0_power element=line.Tpx2120126B0 terminal=1 mode=1 ppolar=no | New Monitor.linhaPV_Tpx2120126B0_power element=line.Tpx2120126B0 terminal=1 mode=1 ppolar=no
New Monitor.linhaPV_Tpx2120126C0_power | element=line.Tpx2120126C0 | terminal=1 mode=1 ppolar=no | New Monitor.linhaPV_Tpx2120126C0_power element=line.Tpx2120126C0 terminal=1 mode=1 ppolar=no | New Monitor.linhaPV_Tpx2120126C0_power element=line.Tpx2120126C0 terminal=1 mode=1 ppolar=no
New Monitor.linhaPV_Tpx2120183C0_power | element=line.Tpx2120183C0 | terminal=1 mode=1 ppolar=no | New Monitor.linhaPV_Tpx2120183C0_power element=line.Tpx2120183C0 terminal=1 mode=1 ppolar=no | New Monitor.linhaPV_Tpx2120183C0_power element=line.Tpx2120183C0 terminal=1 mode=1 ppolar=no
New Monitor.linhaPV_Tpx2120195B0_power | element=line.Tpx2120195B0 | terminal=1 mode=1 ppolar=no | New Monitor.linhaPV_Tpx2120195B0_power element=line.Tpx2120195B0 terminal=1 mode=1 ppolar=no | New Monitor.linhaPV_Tpx2120195B0_power element=line.Tpx2120195B0 terminal=1 mode=1 ppolar=no
New Monitor.linhaPV_Tpx2120786A0_power | element=line.Tpx2120786A0 | terminal=1 mode=1 ppolar=no | New Monitor.linhaPV_Tpx2120786A0_power element=line.Tpx2120786A0 terminal=1 mode=1 ppolar=no | New Monitor.linhaPV_Tpx2120786A0_power element=line.Tpx2120786A0 terminal=1 mode=1 ppolar=no
New Monitor.linhaPV_Tpx2120855A0_power | element=line.Tpx2120855A0 | terminal=1 mode=1 ppolar=no | New Monitor.linhaPV_Tpx2120855A0_power element=line.Tpx2120855A0 terminal=1 mode=1 ppolar=no | New Monitor.linhaPV_Tpx2120855A0_power element=line.Tpx2120855A0 terminal=1 mode=1 ppolar=no
New Monitor.linhaPV_Tpx2121368A0_power | element=line.Tpx2121368A0 | terminal=1 mode=1 ppolar=no | New Monitor.linhaPV_Tpx2121368A0_power element=line.Tpx2121368A0 terminal=1 mode=1 ppolar=no | New Monitor.linhaPV_Tpx2121368A0_power element=line.Tpx2121368A0 terminal=1 mode=1 ppolar=no
New Monitor.linhaPV_Tpx2121587A0_power | element=line.Tpx2121587A0 | terminal=1 mode=1 ppolar=no | New Monitor.linhaPV_Tpx2121587A0_power element=line.Tpx2121587A0 terminal=1 mode=1 ppolar=no | New Monitor.linhaPV_Tpx2121587A0_power element=line.Tpx2121587A0 terminal=1 mode=1 ppolar=no
New Monitor.linhaPV_Tpx2126875B0_power | element=line.Tpx2126875B0 | terminal=1 mode=1 ppolar=no | New Monitor.linhaPV_Tpx2126875B0_power element=line.Tpx2126875B0 terminal=1 mode=1 ppolar=no | New Monitor.linhaPV_Tpx2126875B0_power element=line.Tpx2126875B0 terminal=1 mode=1 ppolar=no
New Monitor.linhaPV_Tpx2127090C0_power | element=line.Tpx2127090C0 | terminal=1 mode=1 ppolar=no | New Monitor.linhaPV_Tpx2127090C0_power element=line.Tpx2127090C0 terminal=1 mode=1 ppolar=no | New Monitor.linhaPV_Tpx2127090C0_power element=line.Tpx2127090C0 terminal=1 mode=1 ppolar=no
New Monitor.linhaPV_Tpx2127146B0_power | element=line.Tpx2127146B0 | terminal=1 mode=1 ppolar=no | New Monitor.linhaPV_Tpx2127146B0_power element=line.Tpx2127146B0 terminal=1 mode=1 ppolar=no | New Monitor.linhaPV_Tpx2127146B0_power element=line.Tpx2127146B0 terminal=1 mode=1 ppolar=no
New Monitor.linhaPV_Tpx2127253A0_power | element=line.Tpx2127253A0 | terminal=1 mode=1 ppolar=no | New Monitor.linhaPV_Tpx2127253A0_power element=line.Tpx2127253A0 terminal=1 mode=1 ppolar=no | New Monitor.linhaPV_Tpx2127253A0_power element=line.Tpx2127253A0 terminal=1 mode=1 ppolar=no
New Monitor.linhaPV_Tpx2127319B0_power | element=line.Tpx2127319B0 | terminal=1 mode=1 ppolar=no | New Monitor.linhaPV_Tpx2127319B0_power element=line.Tpx2127319B0 terminal=1 mode=1 ppolar=no | New Monitor.linhaPV_Tpx2127319B0_power element=line.Tpx2127319B0 terminal=1 mode=1 ppolar=no
New Monitor.linhaPV_Tpx2127372A0_power | element=line.Tpx2127372A0 | terminal=1 mode=1 ppolar=no | New Monitor.linhaPV_Tpx2127372A0_power element=line.Tpx2127372A0 terminal=1 mode=1 ppolar=no | New Monitor.linhaPV_Tpx2127372A0_power element=line.Tpx2127372A0 terminal=1 mode=1 ppolar=no
New Monitor.linhaPV_Tpx2127390C0_power | element=line.Tpx2127390C0 | terminal=1 mode=1 ppolar=no | New Monitor.linhaPV_Tpx2127390C0_power element=line.Tpx2127390C0 terminal=1 mode=1 ppolar=no | New Monitor.linhaPV_Tpx2127390C0_power element=line.Tpx2127390C0 terminal=1 mode=1 ppolar=no
New Monitor.linhaPV_Tpx2127681B0_power | element=line.Tpx2127681B0 | terminal=1 mode=1 ppolar=no | New Monitor.linhaPV_Tpx2127681B0_power element=line.Tpx2127681B0 terminal=1 mode=1 ppolar=no | New Monitor.linhaPV_Tpx2127681B0_power element=line.Tpx2127681B0 terminal=1 mode=1 ppolar=no
New Monitor.linhaPV_Tpx2128007C0_power | element=line.Tpx2128007C0 | terminal=1 mode=1 ppolar=no | New Monitor.linhaPV_Tpx2128007C0_power element=line.Tpx2128007C0 terminal=1 mode=1 ppolar=no | New Monitor.linhaPV_Tpx2128007C0_power element=line.Tpx2128007C0 terminal=1 mode=1 ppolar=no
New Monitor.linhaPV_Tpx2128464C0_power | element=line.Tpx2128464C0 | terminal=1 mode=1 ppolar=no | New Monitor.linhaPV_Tpx2128464C0_power element=line.Tpx2128464C0 terminal=1 mode=1 ppolar=no | New Monitor.linhaPV_Tpx2128464C0_power element=line.Tpx2128464C0 terminal=1 mode=1 ppolar=no
New Monitor.linhaPV_Tpx2128517C0_power | element=line.Tpx2128517C0 | terminal=1 mode=1 ppolar=no | New Monitor.linhaPV_Tpx2128517C0_power element=line.Tpx2128517C0 terminal=1 mode=1 ppolar=no | New Monitor.linhaPV_Tpx2128517C0_power element=line.Tpx2128517C0 terminal=1 mode=1 ppolar=no
New Monitor.linhaPV_Tpx2129399C0_power | element=line.Tpx2129399C0 | terminal=1 mode=1 ppolar=no | New Monitor.linhaPV_Tpx2129399C0_power element=line.Tpx2129399C0 terminal=1 mode=1 ppolar=no | New Monitor.linhaPV_Tpx2129399C0_power element=line.Tpx2129399C0 terminal=1 mode=1 ppolar=no
New Monitor.linhaPV_Tpx2129466A0_power | element=line.Tpx2129466A0 | terminal=1 mode=1 ppolar=no | New Monitor.linhaPV_Tpx2129466A0_power element=line.Tpx2129466A0 terminal=1 mode=1 ppolar=no | New Monitor.linhaPV_Tpx2129466A0_power element=line.Tpx2129466A0 terminal=1 mode=1 ppolar=no
New Monitor.linhaPV_Tpx2129466B0_power | element=line.Tpx2129466B0 | terminal=1 mode=1 ppolar=no | New Monitor.linhaPV_Tpx2129466B0_power element=line.Tpx2129466B0 terminal=1 mode=1 ppolar=no | New Monitor.linhaPV_Tpx2129466B0_power element=line.Tpx2129466B0 terminal=1 mode=1 ppolar=no
New Monitor.linhaPV_Tpx2129466C0_power | element=line.Tpx2129466C0 | terminal=1 mode=1 ppolar=no | New Monitor.linhaPV_Tpx2129466C0_power element=line.Tpx2129466C0 terminal=1 mode=1 ppolar=no | New Monitor.linhaPV_Tpx2129466C0_power element=line.Tpx2129466C0 terminal=1 mode=1 ppolar=no
New Monitor.linhaPV_Tpx2129923C0_power | element=line.Tpx2129923C0 | terminal=1 mode=1 ppolar=no | New Monitor.linhaPV_Tpx2129923C0_power element=line.Tpx2129923C0 terminal=1 mode=1 ppolar=no | New Monitor.linhaPV_Tpx2129923C0_power element=line.Tpx2129923C0 terminal=1 mode=1 ppolar=no
New Monitor.linhaPV_Tpx2147018B0_power | element=line.Tpx2147018B0 | terminal=1 mode=1 ppolar=no | New Monitor.linhaPV_Tpx2147018B0_power element=line.Tpx2147018B0 terminal=1 mode=1 ppolar=no | New Monitor.linhaPV_Tpx2147018B0_power element=line.Tpx2147018B0 terminal=1 mode=1 ppolar=no
New Monitor.linhaPV_Tpx2147708B0_power | element=line.Tpx2147708B0 | terminal=1 mode=1 ppolar=no | New Monitor.linhaPV_Tpx2147708B0_power element=line.Tpx2147708B0 terminal=1 mode=1 ppolar=no | New Monitor.linhaPV_Tpx2147708B0_power element=line.Tpx2147708B0 terminal=1 mode=1 ppolar=no
New Monitor.linhaPV_Tpx2147899C0_power | element=line.Tpx2147899C0 | terminal=1 mode=1 ppolar=no | New Monitor.linhaPV_Tpx2147899C0_power element=line.Tpx2147899C0 terminal=1 mode=1 ppolar=no | New Monitor.linhaPV_Tpx2147899C0_power element=line.Tpx2147899C0 terminal=1 mode=1 ppolar=no
New Monitor.linhaPV_Tpx2147974B0_power | element=line.Tpx2147974B0 | terminal=1 mode=1 ppolar=no | New Monitor.linhaPV_Tpx2147974B0_power element=line.Tpx2147974B0 terminal=1 mode=1 ppolar=no | New Monitor.linhaPV_Tpx2147974B0_power element=line.Tpx2147974B0 terminal=1 mode=1 ppolar=no
New Monitor.linhaPV_Tpx2148060C0_power | element=line.Tpx2148060C0 | terminal=1 mode=1 ppolar=no | New Monitor.linhaPV_Tpx2148060C0_power element=line.Tpx2148060C0 terminal=1 mode=1 ppolar=no | New Monitor.linhaPV_Tpx2148060C0_power element=line.Tpx2148060C0 terminal=1 mode=1 ppolar=no
New Monitor.linhaPV_Tpx2148580B0_power | element=line.Tpx2148580B0 | terminal=1 mode=1 ppolar=no | New Monitor.linhaPV_Tpx2148580B0_power element=line.Tpx2148580B0 terminal=1 mode=1 ppolar=no | New Monitor.linhaPV_Tpx2148580B0_power element=line.Tpx2148580B0 terminal=1 mode=1 ppolar=no
New Monitor.linhaPV_Tpx2148633A0_power | element=line.Tpx2148633A0 | terminal=1 mode=1 ppolar=no | New Monitor.linhaPV_Tpx2148633A0_power element=line.Tpx2148633A0 terminal=1 mode=1 ppolar=no | New Monitor.linhaPV_Tpx2148633A0_power element=line.Tpx2148633A0 terminal=1 mode=1 ppolar=no
New Monitor.linhaPV_Tpx2149184C0_power | element=line.Tpx2149184C0 | terminal=1 mode=1 ppolar=no | New Monitor.linhaPV_Tpx2149184C0_power element=line.Tpx2149184C0 terminal=1 mode=1 ppolar=no | New Monitor.linhaPV_Tpx2149184C0_power element=line.Tpx2149184C0 terminal=1 mode=1 ppolar=no
New Monitor.linhaPV_Tpx2150172A0_power | element=line.Tpx2150172A0 | terminal=1 mode=1 ppolar=no | New Monitor.linhaPV_Tpx2150172A0_power element=line.Tpx2150172A0 terminal=1 mode=1 ppolar=no | New Monitor.linhaPV_Tpx2150172A0_power element=line.Tpx2150172A0 terminal=1 mode=1 ppolar=no
New Monitor.linhaPV_Tpx2150189A0_power | element=line.Tpx2150189A0 | terminal=1 mode=1 ppolar=no | New Monitor.linhaPV_Tpx2150189A0_power element=line.Tpx2150189A0 terminal=1 mode=1 ppolar=no | New Monitor.linhaPV_Tpx2150189A0_power element=line.Tpx2150189A0 terminal=1 mode=1 ppolar=no
New Monitor.linhaPV_Tpx2150292A0_power | element=line.Tpx2150292A0 | terminal=1 mode=1 ppolar=no | New Monitor.linhaPV_Tpx2150292A0_power element=line.Tpx2150292A0 terminal=1 mode=1 ppolar=no | New Monitor.linhaPV_Tpx2150292A0_power element=line.Tpx2150292A0 terminal=1 mode=1 ppolar=no
New Monitor.linhaPV_Tpx21015706A0_power | element=line.Tpx21015706A0 | terminal=1 mode=1 ppolar=no | New Monitor.linhaPV_Tpx21015706A0_power element=line.Tpx21015706A0 terminal=1 mode=1 ppolar=no | New Monitor.linhaPV_Tpx21015706A0_power element=line.Tpx21015706A0 terminal=1 mode=1 ppolar=no
New Monitor.linhaPV_Tpx21015829A0_power | element=line.Tpx21015829A0 | terminal=1 mode=1 ppolar=no | New Monitor.linhaPV_Tpx21015829A0_power element=line.Tpx21015829A0 terminal=1 mode=1 ppolar=no | New Monitor.linhaPV_Tpx21015829A0_power element=line.Tpx21015829A0 terminal=1 mode=1 ppolar=no
New Monitor.linhaPV_Tpx21031684A0_power | element=line.Tpx21031684A0 | terminal=1 mode=1 ppolar=no | New Monitor.linhaPV_Tpx21031684A0_power element=line.Tpx21031684A0 terminal=1 mode=1 ppolar=no | New Monitor.linhaPV_Tpx21031684A0_power element=line.Tpx21031684A0 terminal=1 mode=1 ppolar=no
New Monitor.linhaPV_Tpx21031694B0_power | element=line.Tpx21031694B0 | terminal=1 mode=1 ppolar=no | New Monitor.linhaPV_Tpx21031694B0_power element=line.Tpx21031694B0 terminal=1 mode=1 ppolar=no | New Monitor.linhaPV_Tpx21031694B0_power element=line.Tpx21031694B0 terminal=1 mode=1 ppolar=no
New Monitor.linhaPV_Tpx21148701B0_power | element=line.Tpx21148701B0 | terminal=1 mode=1 ppolar=no | New Monitor.linhaPV_Tpx21148701B0_power element=line.Tpx21148701B0 terminal=1 mode=1 ppolar=no | New Monitor.linhaPV_Tpx21148701B0_power element=line.Tpx21148701B0 terminal=1 mode=1 ppolar=no
New Monitor.linhaPV_Tpx21149420A0_power | element=line.Tpx21149420A0 | terminal=1 mode=1 ppolar=no | New Monitor.linhaPV_Tpx21149420A0_power element=line.Tpx21149420A0 terminal=1 mode=1 ppolar=no | New Monitor.linhaPV_Tpx21149420A0_power element=line.Tpx21149420A0 terminal=1 mode=1 ppolar=no
New Monitor.linhaPV_Tpx21197413C0_power | element=line.Tpx21197413C0 | terminal=1 mode=1 ppolar=no | New Monitor.linhaPV_Tpx21197413C0_power element=line.Tpx21197413C0 terminal=1 mode=1 ppolar=no | New Monitor.linhaPV_Tpx21197413C0_power element=line.Tpx21197413C0 terminal=1 mode=1 ppolar=no
New Monitor.linhaPV_Tpx21209868A0_power | element=line.Tpx21209868A0 | terminal=1 mode=1 ppolar=no | New Monitor.linhaPV_Tpx21209868A0_power element=line.Tpx21209868A0 terminal=1 mode=1 ppolar=no | New Monitor.linhaPV_Tpx21209868A0_power element=line.Tpx21209868A0 terminal=1 mode=1 ppolar=no
New Monitor.linhaPV_Tpx21236413B0_power | element=line.Tpx21236413B0 | terminal=1 mode=1 ppolar=no | New Monitor.linhaPV_Tpx21236413B0_power element=line.Tpx21236413B0 terminal=1 mode=1 ppolar=no | New Monitor.linhaPV_Tpx21236413B0_power element=line.Tpx21236413B0 terminal=1 mode=1 ppolar=no
New Monitor.linhaPV_Tpx21243817A0_power | element=line.Tpx21243817A0 | terminal=1 mode=1 ppolar=no | New Monitor.linhaPV_Tpx21243817A0_power element=line.Tpx21243817A0 terminal=1 mode=1 ppolar=no | New Monitor.linhaPV_Tpx21243817A0_power element=line.Tpx21243817A0 terminal=1 mode=1 ppolar=no
New Monitor.linhaPV_Tpx21248901B0_power | element=line.Tpx21248901B0 | terminal=1 mode=1 ppolar=no | New Monitor.linhaPV_Tpx21248901B0_power element=line.Tpx21248901B0 terminal=1 mode=1 ppolar=no | New Monitor.linhaPV_Tpx21248901B0_power element=line.Tpx21248901B0 terminal=1 mode=1 ppolar=no
New Monitor.linhaPV_Tpx21249626B0_power | element=line.Tpx21249626B0 | terminal=1 mode=1 ppolar=no | New Monitor.linhaPV_Tpx21249626B0_power element=line.Tpx21249626B0 terminal=1 mode=1 ppolar=no | New Monitor.linhaPV_Tpx21249626B0_power element=line.Tpx21249626B0 terminal=1 mode=1 ppolar=no
New Monitor.linhaPV_Tpx21249647B0_power | element=line.Tpx21249647B0 | terminal=1 mode=1 ppolar=no | New Monitor.linhaPV_Tpx21249647B0_power element=line.Tpx21249647B0 terminal=1 mode=1 ppolar=no | New Monitor.linhaPV_Tpx21249647B0_power element=line.Tpx21249647B0 terminal=1 mode=1 ppolar=no
New Monitor.linhaPV_Tpx21249674B0_power | element=line.Tpx21249674B0 | terminal=1 mode=1 ppolar=no | New Monitor.linhaPV_Tpx21249674B0_power element=line.Tpx21249674B0 terminal=1 mode=1 ppolar=no | New Monitor.linhaPV_Tpx21249674B0_power element=line.Tpx21249674B0 terminal=1 mode=1 ppolar=no
New Monitor.linhaPV_Tpx21325725C0_power | element=line.Tpx21325725C0 | terminal=1 mode=1 ppolar=no | New Monitor.linhaPV_Tpx21325725C0_power element=line.Tpx21325725C0 terminal=1 mode=1 ppolar=no | New Monitor.linhaPV_Tpx21325725C0_power element=line.Tpx21325725C0 terminal=1 mode=1 ppolar=no
New Monitor.linhaPV_Tpx21357515A0_power | element=line.Tpx21357515A0 | terminal=1 mode=1 ppolar=no | New Monitor.linhaPV_Tpx21357515A0_power element=line.Tpx21357515A0 terminal=1 mode=1 ppolar=no | New Monitor.linhaPV_Tpx21357515A0_power element=line.Tpx21357515A0 terminal=1 mode=1 ppolar=no
New Monitor.linhaPV_Tpx21357865A0_power | element=line.Tpx21357865A0 | terminal=1 mode=1 ppolar=no | New Monitor.linhaPV_Tpx21357865A0_power element=line.Tpx21357865A0 terminal=1 mode=1 ppolar=no | New Monitor.linhaPV_Tpx21357865A0_power element=line.Tpx21357865A0 terminal=1 mode=1 ppolar=no
New Monitor.linhaPV_Tpx21357901B0_power | element=line.Tpx21357901B0 | terminal=1 mode=1 ppolar=no | New Monitor.linhaPV_Tpx21357901B0_power element=line.Tpx21357901B0 terminal=1 mode=1 ppolar=no | New Monitor.linhaPV_Tpx21357901B0_power element=line.Tpx21357901B0 terminal=1 mode=1 ppolar=no
New Monitor.linhaPV_Tpx21357984C0_power | element=line.Tpx21357984C0 | terminal=1 mode=1 ppolar=no | New Monitor.linhaPV_Tpx21357984C0_power element=line.Tpx21357984C0 terminal=1 mode=1 ppolar=no | New Monitor.linhaPV_Tpx21357984C0_power element=line.Tpx21357984C0 terminal=1 mode=1 ppolar=no
New Monitor.linhaPV_Tpx21373784A0_power | element=line.Tpx21373784A0 | terminal=1 mode=1 ppolar=no | New Monitor.linhaPV_Tpx21373784A0_power element=line.Tpx21373784A0 terminal=1 mode=1 ppolar=no | New Monitor.linhaPV_Tpx21373784A0_power element=line.Tpx21373784A0 terminal=1 mode=1 ppolar=no
New Monitor.linhaPV_Tpx21380156B0_power | element=line.Tpx21380156B0 | terminal=1 mode=1 ppolar=no | New Monitor.linhaPV_Tpx21380156B0_power element=line.Tpx21380156B0 terminal=1 mode=1 ppolar=no | New Monitor.linhaPV_Tpx21380156B0_power element=line.Tpx21380156B0 terminal=1 mode=1 ppolar=no
New Monitor.linhaPV_Tpx21380325B0_power | element=line.Tpx21380325B0 | terminal=1 mode=1 ppolar=no | New Monitor.linhaPV_Tpx21380325B0_power element=line.Tpx21380325B0 terminal=1 mode=1 ppolar=no | New Monitor.linhaPV_Tpx21380325B0_power element=line.Tpx21380325B0 terminal=1 mode=1 ppolar=no
New Monitor.linhaPV_Tpx21380453A0_power | element=line.Tpx21380453A0 | terminal=1 mode=1 ppolar=no | New Monitor.linhaPV_Tpx21380453A0_power element=line.Tpx21380453A0 terminal=1 mode=1 ppolar=no | New Monitor.linhaPV_Tpx21380453A0_power element=line.Tpx21380453A0 terminal=1 mode=1 ppolar=no
New Monitor.linhaPV_Tpx21380500C0_power | element=line.Tpx21380500C0 | terminal=1 mode=1 ppolar=no | New Monitor.linhaPV_Tpx21380500C0_power element=line.Tpx21380500C0 terminal=1 mode=1 ppolar=no | New Monitor.linhaPV_Tpx21380500C0_power element=line.Tpx21380500C0 terminal=1 mode=1 ppolar=no
New Monitor.linhaPV_Tpx21380528A0_power | element=line.Tpx21380528A0 | terminal=1 mode=1 ppolar=no | New Monitor.linhaPV_Tpx21380528A0_power element=line.Tpx21380528A0 terminal=1 mode=1 ppolar=no | New Monitor.linhaPV_Tpx21380528A0_power element=line.Tpx21380528A0 terminal=1 mode=1 ppolar=no
New Monitor.linhaPV_Tpx21380599A0_power | element=line.Tpx21380599A0 | terminal=1 mode=1 ppolar=no | New Monitor.linhaPV_Tpx21380599A0_power element=line.Tpx21380599A0 terminal=1 mode=1 ppolar=no | New Monitor.linhaPV_Tpx21380599A0_power element=line.Tpx21380599A0 terminal=1 mode=1 ppolar=no
New Monitor.linhaPV_Tpx21380616A0_power | element=line.Tpx21380616A0 | terminal=1 mode=1 ppolar=no | New Monitor.linhaPV_Tpx21380616A0_power element=line.Tpx21380616A0 terminal=1 mode=1 ppolar=no | New Monitor.linhaPV_Tpx21380616A0_power element=line.Tpx21380616A0 terminal=1 mode=1 ppolar=no
New Monitor.linhaPV_Tpx21381118B0_power | element=line.Tpx21381118B0 | terminal=1 mode=1 ppolar=no | New Monitor.linhaPV_Tpx21381118B0_power element=line.Tpx21381118B0 terminal=1 mode=1 ppolar=no | New Monitor.linhaPV_Tpx21381118B0_power element=line.Tpx21381118B0 terminal=1 mode=1 ppolar=no
New Monitor.linhaPV_Tpx21382813A0_power | element=line.Tpx21382813A0 | terminal=1 mode=1 ppolar=no | New Monitor.linhaPV_Tpx21382813A0_power element=line.Tpx21382813A0 terminal=1 mode=1 ppolar=no | New Monitor.linhaPV_Tpx21382813A0_power element=line.Tpx21382813A0 terminal=1 mode=1 ppolar=no
New Monitor.linhaPV_Tpx21382992A0_power | element=line.Tpx21382992A0 | terminal=1 mode=1 ppolar=no | New Monitor.linhaPV_Tpx21382992A0_power element=line.Tpx21382992A0 terminal=1 mode=1 ppolar=no | New Monitor.linhaPV_Tpx21382992A0_power element=line.Tpx21382992A0 terminal=1 mode=1 ppolar=no
New Monitor.linhaPV_Tpx21383494B0_power | element=line.Tpx21383494B0 | terminal=1 mode=1 ppolar=no | New Monitor.linhaPV_Tpx21383494B0_power element=line.Tpx21383494B0 terminal=1 mode=1 ppolar=no | New Monitor.linhaPV_Tpx21383494B0_power element=line.Tpx21383494B0 terminal=1 mode=1 ppolar=no
New Monitor.linhaPV_Tpx21383553B0_power | element=line.Tpx21383553B0 | terminal=1 mode=1 ppolar=no | New Monitor.linhaPV_Tpx21383553B0_power element=line.Tpx21383553B0 terminal=1 mode=1 ppolar=no | New Monitor.linhaPV_Tpx21383553B0_power element=line.Tpx21383553B0 terminal=1 mode=1 ppolar=no
New Monitor.linhaPV_Tpx21384099A0_power | element=line.Tpx21384099A0 | terminal=1 mode=1 ppolar=no | New Monitor.linhaPV_Tpx21384099A0_power element=line.Tpx21384099A0 terminal=1 mode=1 ppolar=no | New Monitor.linhaPV_Tpx21384099A0_power element=line.Tpx21384099A0 terminal=1 mode=1 ppolar=no
New Monitor.linhaPV_Tpx21384099B0_power | element=line.Tpx21384099B0 | terminal=1 mode=1 ppolar=no | New Monitor.linhaPV_Tpx21384099B0_power element=line.Tpx21384099B0 terminal=1 mode=1 ppolar=no | New Monitor.linhaPV_Tpx21384099B0_power element=line.Tpx21384099B0 terminal=1 mode=1 ppolar=no
New Monitor.linhaPV_Tpx21384099C0_power | element=line.Tpx21384099C0 | terminal=1 mode=1 ppolar=no | New Monitor.linhaPV_Tpx21384099C0_power element=line.Tpx21384099C0 terminal=1 mode=1 ppolar=no | New Monitor.linhaPV_Tpx21384099C0_power element=line.Tpx21384099C0 terminal=1 mode=1 ppolar=no
New Monitor.linhaPV_Tpx21384215A0_power | element=line.Tpx21384215A0 | terminal=1 mode=1 ppolar=no | New Monitor.linhaPV_Tpx21384215A0_power element=line.Tpx21384215A0 terminal=1 mode=1 ppolar=no | New Monitor.linhaPV_Tpx21384215A0_power element=line.Tpx21384215A0 terminal=1 mode=1 ppolar=no
New Monitor.linhaPV_Tpx21385192C0_power | element=line.Tpx21385192C0 | terminal=1 mode=1 ppolar=no | New Monitor.linhaPV_Tpx21385192C0_power element=line.Tpx21385192C0 terminal=1 mode=1 ppolar=no | New Monitor.linhaPV_Tpx21385192C0_power element=line.Tpx21385192C0 terminal=1 mode=1 ppolar=no
New Monitor.linhaPV_Tpx21386065C0_power | element=line.Tpx21386065C0 | terminal=1 mode=1 ppolar=no | New Monitor.linhaPV_Tpx21386065C0_power element=line.Tpx21386065C0 terminal=1 mode=1 ppolar=no | New Monitor.linhaPV_Tpx21386065C0_power element=line.Tpx21386065C0 terminal=1 mode=1 ppolar=no
New Monitor.linhaPV_Tpx21386143C0_power | element=line.Tpx21386143C0 | terminal=1 mode=1 ppolar=no | New Monitor.linhaPV_Tpx21386143C0_power element=line.Tpx21386143C0 terminal=1 mode=1 ppolar=no | New Monitor.linhaPV_Tpx21386143C0_power element=line.Tpx21386143C0 terminal=1 mode=1 ppolar=no
New Monitor.linhaPV_Tpx21386157A0_power | element=line.Tpx21386157A0 | terminal=1 mode=1 ppolar=no | New Monitor.linhaPV_Tpx21386157A0_power element=line.Tpx21386157A0 terminal=1 mode=1 ppolar=no | New Monitor.linhaPV_Tpx21386157A0_power element=line.Tpx21386157A0 terminal=1 mode=1 ppolar=no
New Monitor.linhaPV_Tpx21386442C0_power | element=line.Tpx21386442C0 | terminal=1 mode=1 ppolar=no | New Monitor.linhaPV_Tpx21386442C0_power element=line.Tpx21386442C0 terminal=1 mode=1 ppolar=no | New Monitor.linhaPV_Tpx21386442C0_power element=line.Tpx21386442C0 terminal=1 mode=1 ppolar=no
New Monitor.linhaPV_Tpx21386552B0_power | element=line.Tpx21386552B0 | terminal=1 mode=1 ppolar=no | New Monitor.linhaPV_Tpx21386552B0_power element=line.Tpx21386552B0 terminal=1 mode=1 ppolar=no | New Monitor.linhaPV_Tpx21386552B0_power element=line.Tpx21386552B0 terminal=1 mode=1 ppolar=no
New Monitor.linhaPV_Tpx21386754A0_power | element=line.Tpx21386754A0 | terminal=1 mode=1 ppolar=no | New Monitor.linhaPV_Tpx21386754A0_power element=line.Tpx21386754A0 terminal=1 mode=1 ppolar=no | New Monitor.linhaPV_Tpx21386754A0_power element=line.Tpx21386754A0 terminal=1 mode=1 ppolar=no
New Monitor.linhaPV_Tpx21386771B0_power | element=line.Tpx21386771B0 | terminal=1 mode=1 ppolar=no | New Monitor.linhaPV_Tpx21386771B0_power element=line.Tpx21386771B0 terminal=1 mode=1 ppolar=no | New Monitor.linhaPV_Tpx21386771B0_power element=line.Tpx21386771B0 terminal=1 mode=1 ppolar=no
New Monitor.linhaPV_Tpx21386877A0_power | element=line.Tpx21386877A0 | terminal=1 mode=1 ppolar=no | New Monitor.linhaPV_Tpx21386877A0_power element=line.Tpx21386877A0 terminal=1 mode=1 ppolar=no | New Monitor.linhaPV_Tpx21386877A0_power element=line.Tpx21386877A0 terminal=1 mode=1 ppolar=no
New Monitor.linhaPV_Tpx21386976A0_power | element=line.Tpx21386976A0 | terminal=1 mode=1 ppolar=no | New Monitor.linhaPV_Tpx21386976A0_power element=line.Tpx21386976A0 terminal=1 mode=1 ppolar=no | New Monitor.linhaPV_Tpx21386976A0_power element=line.Tpx21386976A0 terminal=1 mode=1 ppolar=no
New Monitor.linhaPV_Tpx21387206C0_power | element=line.Tpx21387206C0 | terminal=1 mode=1 ppolar=no | New Monitor.linhaPV_Tpx21387206C0_power element=line.Tpx21387206C0 terminal=1 mode=1 ppolar=no | New Monitor.linhaPV_Tpx21387206C0_power element=line.Tpx21387206C0 terminal=1 mode=1 ppolar=no
New Monitor.linhaPV_Tpx21387929C0_power | element=line.Tpx21387929C0 | terminal=1 mode=1 ppolar=no | New Monitor.linhaPV_Tpx21387929C0_power element=line.Tpx21387929C0 terminal=1 mode=1 ppolar=no | New Monitor.linhaPV_Tpx21387929C0_power element=line.Tpx21387929C0 terminal=1 mode=1 ppolar=no
New Monitor.linhaPV_Tpx21388572B0_power | element=line.Tpx21388572B0 | terminal=1 mode=1 ppolar=no | New Monitor.linhaPV_Tpx21388572B0_power element=line.Tpx21388572B0 terminal=1 mode=1 ppolar=no | New Monitor.linhaPV_Tpx21388572B0_power element=line.Tpx21388572B0 terminal=1 mode=1 ppolar=no
New Monitor.linhaPV_Tpx21389092B0_power | element=line.Tpx21389092B0 | terminal=1 mode=1 ppolar=no | New Monitor.linhaPV_Tpx21389092B0_power element=line.Tpx21389092B0 terminal=1 mode=1 ppolar=no | New Monitor.linhaPV_Tpx21389092B0_power element=line.Tpx21389092B0 terminal=1 mode=1 ppolar=no
New Monitor.linhaPV_Tpx21389237A0_power | element=line.Tpx21389237A0 | terminal=1 mode=1 ppolar=no | New Monitor.linhaPV_Tpx21389237A0_power element=line.Tpx21389237A0 terminal=1 mode=1 ppolar=no | New Monitor.linhaPV_Tpx21389237A0_power element=line.Tpx21389237A0 terminal=1 mode=1 ppolar=no
New Monitor.linhaPV_Tpx21389307C0_power | element=line.Tpx21389307C0 | terminal=1 mode=1 ppolar=no | New Monitor.linhaPV_Tpx21389307C0_power element=line.Tpx21389307C0 terminal=1 mode=1 ppolar=no | New Monitor.linhaPV_Tpx21389307C0_power element=line.Tpx21389307C0 terminal=1 mode=1 ppolar=no
New Monitor.linhaPV_Tpx21389761B0_power | element=line.Tpx21389761B0 | terminal=1 mode=1 ppolar=no | New Monitor.linhaPV_Tpx21389761B0_power element=line.Tpx21389761B0 terminal=1 mode=1 ppolar=no | New Monitor.linhaPV_Tpx21389761B0_power element=line.Tpx21389761B0 terminal=1 mode=1 ppolar=no
New Monitor.linhaPV_Tpx21389831A0_power | element=line.Tpx21389831A0 | terminal=1 mode=1 ppolar=no | New Monitor.linhaPV_Tpx21389831A0_power element=line.Tpx21389831A0 terminal=1 mode=1 ppolar=no | New Monitor.linhaPV_Tpx21389831A0_power element=line.Tpx21389831A0 terminal=1 mode=1 ppolar=no
New Monitor.linhaPV_Tpx21389962C0_power | element=line.Tpx21389962C0 | terminal=1 mode=1 ppolar=no | New Monitor.linhaPV_Tpx21389962C0_power element=line.Tpx21389962C0 terminal=1 mode=1 ppolar=no | New Monitor.linhaPV_Tpx21389962C0_power element=line.Tpx21389962C0 terminal=1 mode=1 ppolar=no
New Monitor.linhaPV_Tpx21390038C0_power | element=line.Tpx21390038C0 | terminal=1 mode=1 ppolar=no | New Monitor.linhaPV_Tpx21390038C0_power element=line.Tpx21390038C0 terminal=1 mode=1 ppolar=no | New Monitor.linhaPV_Tpx21390038C0_power element=line.Tpx21390038C0 terminal=1 mode=1 ppolar=no
New Monitor.linhaPV_Tpx21391094A0_power | element=line.Tpx21391094A0 | terminal=1 mode=1 ppolar=no | New Monitor.linhaPV_Tpx21391094A0_power element=line.Tpx21391094A0 terminal=1 mode=1 ppolar=no | New Monitor.linhaPV_Tpx21391094A0_power element=line.Tpx21391094A0 terminal=1 mode=1 ppolar=no
New Monitor.linhaPV_Tpx21391242B0_power | element=line.Tpx21391242B0 | terminal=1 mode=1 ppolar=no | New Monitor.linhaPV_Tpx21391242B0_power element=line.Tpx21391242B0 terminal=1 mode=1 ppolar=no | New Monitor.linhaPV_Tpx21391242B0_power element=line.Tpx21391242B0 terminal=1 mode=1 ppolar=no
New Monitor.linhaPV_Tpx21391390B0_power | element=line.Tpx21391390B0 | terminal=1 mode=1 ppolar=no | New Monitor.linhaPV_Tpx21391390B0_power element=line.Tpx21391390B0 terminal=1 mode=1 ppolar=no | New Monitor.linhaPV_Tpx21391390B0_power element=line.Tpx21391390B0 terminal=1 mode=1 ppolar=no
New Monitor.linhaPV_Tpx21393412B0_power | element=line.Tpx21393412B0 | terminal=1 mode=1 ppolar=no | New Monitor.linhaPV_Tpx21393412B0_power element=line.Tpx21393412B0 terminal=1 mode=1 ppolar=no | New Monitor.linhaPV_Tpx21393412B0_power element=line.Tpx21393412B0 terminal=1 mode=1 ppolar=no
New Monitor.linhaPV_Tpx21393454B0_power | element=line.Tpx21393454B0 | terminal=1 mode=1 ppolar=no | New Monitor.linhaPV_Tpx21393454B0_power element=line.Tpx21393454B0 terminal=1 mode=1 ppolar=no | New Monitor.linhaPV_Tpx21393454B0_power element=line.Tpx21393454B0 terminal=1 mode=1 ppolar=no
New Monitor.linhaPV_Tpx21393486C0_power | element=line.Tpx21393486C0 | terminal=1 mode=1 ppolar=no | New Monitor.linhaPV_Tpx21393486C0_power element=line.Tpx21393486C0 terminal=1 mode=1 ppolar=no | New Monitor.linhaPV_Tpx21393486C0_power element=line.Tpx21393486C0 terminal=1 mode=1 ppolar=no
New Monitor.linhaPV_Tpx21393570C0_power | element=line.Tpx21393570C0 | terminal=1 mode=1 ppolar=no | New Monitor.linhaPV_Tpx21393570C0_power element=line.Tpx21393570C0 terminal=1 mode=1 ppolar=no | New Monitor.linhaPV_Tpx21393570C0_power element=line.Tpx21393570C0 terminal=1 mode=1 ppolar=no
New Monitor.linhaPV_Tpx21393643A0_power | element=line.Tpx21393643A0 | terminal=1 mode=1 ppolar=no | New Monitor.linhaPV_Tpx21393643A0_power element=line.Tpx21393643A0 terminal=1 mode=1 ppolar=no | New Monitor.linhaPV_Tpx21393643A0_power element=line.Tpx21393643A0 terminal=1 mode=1 ppolar=no
New Monitor.linhaPV_Tpx21393643B0_power | element=line.Tpx21393643B0 | terminal=1 mode=1 ppolar=no | New Monitor.linhaPV_Tpx21393643B0_power element=line.Tpx21393643B0 terminal=1 mode=1 ppolar=no | New Monitor.linhaPV_Tpx21393643B0_power element=line.Tpx21393643B0 terminal=1 mode=1 ppolar=no
New Monitor.linhaPV_Tpx21393643C0_power | element=line.Tpx21393643C0 | terminal=1 mode=1 ppolar=no | New Monitor.linhaPV_Tpx21393643C0_power element=line.Tpx21393643C0 terminal=1 mode=1 ppolar=no | New Monitor.linhaPV_Tpx21393643C0_power element=line.Tpx21393643C0 terminal=1 mode=1 ppolar=no
New Monitor.linhaPV_Tpx21395720C0_power | element=line.Tpx21395720C0 | terminal=1 mode=1 ppolar=no | New Monitor.linhaPV_Tpx21395720C0_power element=line.Tpx21395720C0 terminal=1 mode=1 ppolar=no | New Monitor.linhaPV_Tpx21395720C0_power element=line.Tpx21395720C0 terminal=1 mode=1 ppolar=no
New Monitor.linhaPV_Tpx21395962A0_power | element=line.Tpx21395962A0 | terminal=1 mode=1 ppolar=no | New Monitor.linhaPV_Tpx21395962A0_power element=line.Tpx21395962A0 terminal=1 mode=1 ppolar=no | New Monitor.linhaPV_Tpx21395962A0_power element=line.Tpx21395962A0 terminal=1 mode=1 ppolar=no
New Monitor.linhaPV_Tpx21396015A0_power | element=line.Tpx21396015A0 | terminal=1 mode=1 ppolar=no | New Monitor.linhaPV_Tpx21396015A0_power element=line.Tpx21396015A0 terminal=1 mode=1 ppolar=no | New Monitor.linhaPV_Tpx21396015A0_power element=line.Tpx21396015A0 terminal=1 mode=1 ppolar=no
New Monitor.linhaPV_Tpx21396254A0_power | element=line.Tpx21396254A0 | terminal=1 mode=1 ppolar=no | New Monitor.linhaPV_Tpx21396254A0_power element=line.Tpx21396254A0 terminal=1 mode=1 ppolar=no | New Monitor.linhaPV_Tpx21396254A0_power element=line.Tpx21396254A0 terminal=1 mode=1 ppolar=no
New Monitor.linhaPV_Tpx21396331B0_power | element=line.Tpx21396331B0 | terminal=1 mode=1 ppolar=no | New Monitor.linhaPV_Tpx21396331B0_power element=line.Tpx21396331B0 terminal=1 mode=1 ppolar=no | New Monitor.linhaPV_Tpx21396331B0_power element=line.Tpx21396331B0 terminal=1 mode=1 ppolar=no
New Monitor.linhaPV_Tpx21396606C0_power | element=line.Tpx21396606C0 | terminal=1 mode=1 ppolar=no | New Monitor.linhaPV_Tpx21396606C0_power element=line.Tpx21396606C0 terminal=1 mode=1 ppolar=no | New Monitor.linhaPV_Tpx21396606C0_power element=line.Tpx21396606C0 terminal=1 mode=1 ppolar=no
New Monitor.linhaPV_Tpx21396699B0_power | element=line.Tpx21396699B0 | terminal=1 mode=1 ppolar=no | New Monitor.linhaPV_Tpx21396699B0_power element=line.Tpx21396699B0 terminal=1 mode=1 ppolar=no | New Monitor.linhaPV_Tpx21396699B0_power element=line.Tpx21396699B0 terminal=1 mode=1 ppolar=no
New Monitor.linhaPV_Tpx21396796B0_power | element=line.Tpx21396796B0 | terminal=1 mode=1 ppolar=no | New Monitor.linhaPV_Tpx21396796B0_power element=line.Tpx21396796B0 terminal=1 mode=1 ppolar=no | New Monitor.linhaPV_Tpx21396796B0_power element=line.Tpx21396796B0 terminal=1 mode=1 ppolar=no
New Monitor.linhaPV_Tpx21396815C0_power | element=line.Tpx21396815C0 | terminal=1 mode=1 ppolar=no | New Monitor.linhaPV_Tpx21396815C0_power element=line.Tpx21396815C0 terminal=1 mode=1 ppolar=no | New Monitor.linhaPV_Tpx21396815C0_power element=line.Tpx21396815C0 terminal=1 mode=1 ppolar=no
New Monitor.linhaPV_Tpx21396867A0_power | element=line.Tpx21396867A0 | terminal=1 mode=1 ppolar=no | New Monitor.linhaPV_Tpx21396867A0_power element=line.Tpx21396867A0 terminal=1 mode=1 ppolar=no | New Monitor.linhaPV_Tpx21396867A0_power element=line.Tpx21396867A0 terminal=1 mode=1 ppolar=no
New Monitor.linhaPV_Tpx21396959A0_power | element=line.Tpx21396959A0 | terminal=1 mode=1 ppolar=no | New Monitor.linhaPV_Tpx21396959A0_power element=line.Tpx21396959A0 terminal=1 mode=1 ppolar=no | New Monitor.linhaPV_Tpx21396959A0_power element=line.Tpx21396959A0 terminal=1 mode=1 ppolar=no
New Monitor.linhaPV_Tpx21397005A0_power | element=line.Tpx21397005A0 | terminal=1 mode=1 ppolar=no | New Monitor.linhaPV_Tpx21397005A0_power element=line.Tpx21397005A0 terminal=1 mode=1 ppolar=no | New Monitor.linhaPV_Tpx21397005A0_power element=line.Tpx21397005A0 terminal=1 mode=1 ppolar=no
New Monitor.linhaPV_Tpx21397029A0_power | element=line.Tpx21397029A0 | terminal=1 mode=1 ppolar=no | New Monitor.linhaPV_Tpx21397029A0_power element=line.Tpx21397029A0 terminal=1 mode=1 ppolar=no | New Monitor.linhaPV_Tpx21397029A0_power element=line.Tpx21397029A0 terminal=1 mode=1 ppolar=no
New Monitor.linhaPV_Tpx21397067A0_power | element=line.Tpx21397067A0 | terminal=1 mode=1 ppolar=no | New Monitor.linhaPV_Tpx21397067A0_power element=line.Tpx21397067A0 terminal=1 mode=1 ppolar=no | New Monitor.linhaPV_Tpx21397067A0_power element=line.Tpx21397067A0 terminal=1 mode=1 ppolar=no
New Monitor.linhaPV_Tpx21397121C0_power | element=line.Tpx21397121C0 | terminal=1 mode=1 ppolar=no | New Monitor.linhaPV_Tpx21397121C0_power element=line.Tpx21397121C0 terminal=1 mode=1 ppolar=no | New Monitor.linhaPV_Tpx21397121C0_power element=line.Tpx21397121C0 terminal=1 mode=1 ppolar=no
New Monitor.linhaPV_Tpx21397304A0_power | element=line.Tpx21397304A0 | terminal=1 mode=1 ppolar=no | New Monitor.linhaPV_Tpx21397304A0_power element=line.Tpx21397304A0 terminal=1 mode=1 ppolar=no | New Monitor.linhaPV_Tpx21397304A0_power element=line.Tpx21397304A0 terminal=1 mode=1 ppolar=no
New Monitor.linhaPV_Tpx21397544A0_power | element=line.Tpx21397544A0 | terminal=1 mode=1 ppolar=no | New Monitor.linhaPV_Tpx21397544A0_power element=line.Tpx21397544A0 terminal=1 mode=1 ppolar=no | New Monitor.linhaPV_Tpx21397544A0_power element=line.Tpx21397544A0 terminal=1 mode=1 ppolar=no
New Monitor.linhaPV_Tpx21397645A0_power | element=line.Tpx21397645A0 | terminal=1 mode=1 ppolar=no | New Monitor.linhaPV_Tpx21397645A0_power element=line.Tpx21397645A0 terminal=1 mode=1 ppolar=no | New Monitor.linhaPV_Tpx21397645A0_power element=line.Tpx21397645A0 terminal=1 mode=1 ppolar=no
New Monitor.linhaPV_Tpx21397721A0_power | element=line.Tpx21397721A0 | terminal=1 mode=1 ppolar=no | New Monitor.linhaPV_Tpx21397721A0_power element=line.Tpx21397721A0 terminal=1 mode=1 ppolar=no | New Monitor.linhaPV_Tpx21397721A0_power element=line.Tpx21397721A0 terminal=1 mode=1 ppolar=no
New Monitor.linhaPV_Tpx21397771A0_power | element=line.Tpx21397771A0 | terminal=1 mode=1 ppolar=no | New Monitor.linhaPV_Tpx21397771A0_power element=line.Tpx21397771A0 terminal=1 mode=1 ppolar=no | New Monitor.linhaPV_Tpx21397771A0_power element=line.Tpx21397771A0 terminal=1 mode=1 ppolar=no
New Monitor.linhaPV_Tpx21398402A0_power | element=line.Tpx21398402A0 | terminal=1 mode=1 ppolar=no | New Monitor.linhaPV_Tpx21398402A0_power element=line.Tpx21398402A0 terminal=1 mode=1 ppolar=no | New Monitor.linhaPV_Tpx21398402A0_power element=line.Tpx21398402A0 terminal=1 mode=1 ppolar=no
New Monitor.linhaPV_Tpx21398536A0_power | element=line.Tpx21398536A0 | terminal=1 mode=1 ppolar=no | New Monitor.linhaPV_Tpx21398536A0_power element=line.Tpx21398536A0 terminal=1 mode=1 ppolar=no | New Monitor.linhaPV_Tpx21398536A0_power element=line.Tpx21398536A0 terminal=1 mode=1 ppolar=no
New Monitor.linhaPV_Tpx21398563A0_power | element=line.Tpx21398563A0 | terminal=1 mode=1 ppolar=no | New Monitor.linhaPV_Tpx21398563A0_power element=line.Tpx21398563A0 terminal=1 mode=1 ppolar=no | New Monitor.linhaPV_Tpx21398563A0_power element=line.Tpx21398563A0 terminal=1 mode=1 ppolar=no
New Monitor.linhaPV_Tpx21398646B0_power | element=line.Tpx21398646B0 | terminal=1 mode=1 ppolar=no | New Monitor.linhaPV_Tpx21398646B0_power element=line.Tpx21398646B0 terminal=1 mode=1 ppolar=no | New Monitor.linhaPV_Tpx21398646B0_power element=line.Tpx21398646B0 terminal=1 mode=1 ppolar=no
New Monitor.linhaPV_Tpx21398676A0_power | element=line.Tpx21398676A0 | terminal=1 mode=1 ppolar=no | New Monitor.linhaPV_Tpx21398676A0_power element=line.Tpx21398676A0 terminal=1 mode=1 ppolar=no | New Monitor.linhaPV_Tpx21398676A0_power element=line.Tpx21398676A0 terminal=1 mode=1 ppolar=no
New Monitor.linhaPV_Tpx21398815A0_power | element=line.Tpx21398815A0 | terminal=1 mode=1 ppolar=no | New Monitor.linhaPV_Tpx21398815A0_power element=line.Tpx21398815A0 terminal=1 mode=1 ppolar=no | New Monitor.linhaPV_Tpx21398815A0_power element=line.Tpx21398815A0 terminal=1 mode=1 ppolar=no
New Monitor.linhaPV_Tpx21399099A0_power | element=line.Tpx21399099A0 | terminal=1 mode=1 ppolar=no | New Monitor.linhaPV_Tpx21399099A0_power element=line.Tpx21399099A0 terminal=1 mode=1 ppolar=no | New Monitor.linhaPV_Tpx21399099A0_power element=line.Tpx21399099A0 terminal=1 mode=1 ppolar=no
New Monitor.linhaPV_Tpx21399112C0_power | element=line.Tpx21399112C0 | terminal=1 mode=1 ppolar=no | New Monitor.linhaPV_Tpx21399112C0_power element=line.Tpx21399112C0 terminal=1 mode=1 ppolar=no | New Monitor.linhaPV_Tpx21399112C0_power element=line.Tpx21399112C0 terminal=1 mode=1 ppolar=no
New Monitor.linhaPV_Tpx21399171C0_power | element=line.Tpx21399171C0 | terminal=1 mode=1 ppolar=no | New Monitor.linhaPV_Tpx21399171C0_power element=line.Tpx21399171C0 terminal=1 mode=1 ppolar=no | New Monitor.linhaPV_Tpx21399171C0_power element=line.Tpx21399171C0 terminal=1 mode=1 ppolar=no
New Monitor.linhaPV_Tpx21399220C0_power | element=line.Tpx21399220C0 | terminal=1 mode=1 ppolar=no | New Monitor.linhaPV_Tpx21399220C0_power element=line.Tpx21399220C0 terminal=1 mode=1 ppolar=no | New Monitor.linhaPV_Tpx21399220C0_power element=line.Tpx21399220C0 terminal=1 mode=1 ppolar=no
New Monitor.linhaPV_Tpx21399229A0_power | element=line.Tpx21399229A0 | terminal=1 mode=1 ppolar=no | New Monitor.linhaPV_Tpx21399229A0_power element=line.Tpx21399229A0 terminal=1 mode=1 ppolar=no | New Monitor.linhaPV_Tpx21399229A0_power element=line.Tpx21399229A0 terminal=1 mode=1 ppolar=no
New Monitor.linhaPV_Tpx21399305A0_power | element=line.Tpx21399305A0 | terminal=1 mode=1 ppolar=no | New Monitor.linhaPV_Tpx21399305A0_power element=line.Tpx21399305A0 terminal=1 mode=1 ppolar=no | New Monitor.linhaPV_Tpx21399305A0_power element=line.Tpx21399305A0 terminal=1 mode=1 ppolar=no
New Monitor.linhaPV_Tpx21399326C0_power | element=line.Tpx21399326C0 | terminal=1 mode=1 ppolar=no | New Monitor.linhaPV_Tpx21399326C0_power element=line.Tpx21399326C0 terminal=1 mode=1 ppolar=no | New Monitor.linhaPV_Tpx21399326C0_power element=line.Tpx21399326C0 terminal=1 mode=1 ppolar=no
New Monitor.linhaPV_Tpx21399361B0_power | element=line.Tpx21399361B0 | terminal=1 mode=1 ppolar=no | New Monitor.linhaPV_Tpx21399361B0_power element=line.Tpx21399361B0 terminal=1 mode=1 ppolar=no | New Monitor.linhaPV_Tpx21399361B0_power element=line.Tpx21399361B0 terminal=1 mode=1 ppolar=no
New Monitor.linhaPV_Tpx21399508A0_power | element=line.Tpx21399508A0 | terminal=1 mode=1 ppolar=no | New Monitor.linhaPV_Tpx21399508A0_power element=line.Tpx21399508A0 terminal=1 mode=1 ppolar=no | New Monitor.linhaPV_Tpx21399508A0_power element=line.Tpx21399508A0 terminal=1 mode=1 ppolar=no
New Monitor.linhaPV_Tpx21399619C0_power | element=line.Tpx21399619C0 | terminal=1 mode=1 ppolar=no | New Monitor.linhaPV_Tpx21399619C0_power element=line.Tpx21399619C0 terminal=1 mode=1 ppolar=no | New Monitor.linhaPV_Tpx21399619C0_power element=line.Tpx21399619C0 terminal=1 mode=1 ppolar=no
New Monitor.linhaPV_Tpx21399630A0_power | element=line.Tpx21399630A0 | terminal=1 mode=1 ppolar=no | New Monitor.linhaPV_Tpx21399630A0_power element=line.Tpx21399630A0 terminal=1 mode=1 ppolar=no | New Monitor.linhaPV_Tpx21399630A0_power element=line.Tpx21399630A0 terminal=1 mode=1 ppolar=no
New Monitor.linhaPV_Tpx21399707A0_power | element=line.Tpx21399707A0 | terminal=1 mode=1 ppolar=no | New Monitor.linhaPV_Tpx21399707A0_power element=line.Tpx21399707A0 terminal=1 mode=1 ppolar=no | New Monitor.linhaPV_Tpx21399707A0_power element=line.Tpx21399707A0 terminal=1 mode=1 ppolar=no
New Monitor.linhaPV_Tpx21399752A0_power | element=line.Tpx21399752A0 | terminal=1 mode=1 ppolar=no | New Monitor.linhaPV_Tpx21399752A0_power element=line.Tpx21399752A0 terminal=1 mode=1 ppolar=no | New Monitor.linhaPV_Tpx21399752A0_power element=line.Tpx21399752A0 terminal=1 mode=1 ppolar=no
New Monitor.linhaPV_Tpx21399762A0_power | element=line.Tpx21399762A0 | terminal=1 mode=1 ppolar=no | New Monitor.linhaPV_Tpx21399762A0_power element=line.Tpx21399762A0 terminal=1 mode=1 ppolar=no | New Monitor.linhaPV_Tpx21399762A0_power element=line.Tpx21399762A0 terminal=1 mode=1 ppolar=no
New Monitor.linhaPV_Tpx21399809A0_power | element=line.Tpx21399809A0 | terminal=1 mode=1 ppolar=no | New Monitor.linhaPV_Tpx21399809A0_power element=line.Tpx21399809A0 terminal=1 mode=1 ppolar=no | New Monitor.linhaPV_Tpx21399809A0_power element=line.Tpx21399809A0 terminal=1 mode=1 ppolar=no
New Monitor.linhaPV_Tpx21399826A0_power | element=line.Tpx21399826A0 | terminal=1 mode=1 ppolar=no | New Monitor.linhaPV_Tpx21399826A0_power element=line.Tpx21399826A0 terminal=1 mode=1 ppolar=no | New Monitor.linhaPV_Tpx21399826A0_power element=line.Tpx21399826A0 terminal=1 mode=1 ppolar=no
New Monitor.linhaPV_Tpx21400108B0_power | element=line.Tpx21400108B0 | terminal=1 mode=1 ppolar=no | New Monitor.linhaPV_Tpx21400108B0_power element=line.Tpx21400108B0 terminal=1 mode=1 ppolar=no | New Monitor.linhaPV_Tpx21400108B0_power element=line.Tpx21400108B0 terminal=1 mode=1 ppolar=no
New Monitor.linhaPV_Tpx21400185A0_power | element=line.Tpx21400185A0 | terminal=1 mode=1 ppolar=no | New Monitor.linhaPV_Tpx21400185A0_power element=line.Tpx21400185A0 terminal=1 mode=1 ppolar=no | New Monitor.linhaPV_Tpx21400185A0_power element=line.Tpx21400185A0 terminal=1 mode=1 ppolar=no
New Monitor.linhaPV_Tpx21400215B0_power | element=line.Tpx21400215B0 | terminal=1 mode=1 ppolar=no | New Monitor.linhaPV_Tpx21400215B0_power element=line.Tpx21400215B0 terminal=1 mode=1 ppolar=no | New Monitor.linhaPV_Tpx21400215B0_power element=line.Tpx21400215B0 terminal=1 mode=1 ppolar=no
New Monitor.linhaPV_Tpx21400253B0_power | element=line.Tpx21400253B0 | terminal=1 mode=1 ppolar=no | New Monitor.linhaPV_Tpx21400253B0_power element=line.Tpx21400253B0 terminal=1 mode=1 ppolar=no | New Monitor.linhaPV_Tpx21400253B0_power element=line.Tpx21400253B0 terminal=1 mode=1 ppolar=no
New Monitor.linhaPV_Tpx21426205B0_power | element=line.Tpx21426205B0 | terminal=1 mode=1 ppolar=no | New Monitor.linhaPV_Tpx21426205B0_power element=line.Tpx21426205B0 terminal=1 mode=1 ppolar=no | New Monitor.linhaPV_Tpx21426205B0_power element=line.Tpx21426205B0 terminal=1 mode=1 ppolar=no
New Monitor.linhaPV_Tpx21451973B0_power | element=line.Tpx21451973B0 | terminal=1 mode=1 ppolar=no | New Monitor.linhaPV_Tpx21451973B0_power element=line.Tpx21451973B0 terminal=1 mode=1 ppolar=no | New Monitor.linhaPV_Tpx21451973B0_power element=line.Tpx21451973B0 terminal=1 mode=1 ppolar=no
New Monitor.linhaPV_Tpx21452406B0_power | element=line.Tpx21452406B0 | terminal=1 mode=1 ppolar=no | New Monitor.linhaPV_Tpx21452406B0_power element=line.Tpx21452406B0 terminal=1 mode=1 ppolar=no | New Monitor.linhaPV_Tpx21452406B0_power element=line.Tpx21452406B0 terminal=1 mode=1 ppolar=no
New Monitor.linhaPV_Tpx21455388C0_power | element=line.Tpx21455388C0 | terminal=1 mode=1 ppolar=no | New Monitor.linhaPV_Tpx21455388C0_power element=line.Tpx21455388C0 terminal=1 mode=1 ppolar=no | New Monitor.linhaPV_Tpx21455388C0_power element=line.Tpx21455388C0 terminal=1 mode=1 ppolar=no
New Monitor.linhaPV_Tpx21458756C0_power | element=line.Tpx21458756C0 | terminal=1 mode=1 ppolar=no | New Monitor.linhaPV_Tpx21458756C0_power element=line.Tpx21458756C0 terminal=1 mode=1 ppolar=no | New Monitor.linhaPV_Tpx21458756C0_power element=line.Tpx21458756C0 terminal=1 mode=1 ppolar=no
New Monitor.linhaPV_Tpx21459629C0_power | element=line.Tpx21459629C0 | terminal=1 mode=1 ppolar=no | New Monitor.linhaPV_Tpx21459629C0_power element=line.Tpx21459629C0 terminal=1 mode=1 ppolar=no | New Monitor.linhaPV_Tpx21459629C0_power element=line.Tpx21459629C0 terminal=1 mode=1 ppolar=no
New Monitor.linhaPV_Tpx21459640C0_power | element=line.Tpx21459640C0 | terminal=1 mode=1 ppolar=no | New Monitor.linhaPV_Tpx21459640C0_power element=line.Tpx21459640C0 terminal=1 mode=1 ppolar=no | New Monitor.linhaPV_Tpx21459640C0_power element=line.Tpx21459640C0 terminal=1 mode=1 ppolar=no
New Monitor.linhaPV_Tpx21459651C0_power | element=line.Tpx21459651C0 | terminal=1 mode=1 ppolar=no | New Monitor.linhaPV_Tpx21459651C0_power element=line.Tpx21459651C0 terminal=1 mode=1 ppolar=no | New Monitor.linhaPV_Tpx21459651C0_power element=line.Tpx21459651C0 terminal=1 mode=1 ppolar=no
New Monitor.linhaPV_Tpx21459660C0_power | element=line.Tpx21459660C0 | terminal=1 mode=1 ppolar=no | New Monitor.linhaPV_Tpx21459660C0_power element=line.Tpx21459660C0 terminal=1 mode=1 ppolar=no | New Monitor.linhaPV_Tpx21459660C0_power element=line.Tpx21459660C0 terminal=1 mode=1 ppolar=no
New Monitor.linhaPV_Tpx21467859B0_power | element=line.Tpx21467859B0 | terminal=1 mode=1 ppolar=no | New Monitor.linhaPV_Tpx21467859B0_power element=line.Tpx21467859B0 terminal=1 mode=1 ppolar=no | New Monitor.linhaPV_Tpx21467859B0_power element=line.Tpx21467859B0 terminal=1 mode=1 ppolar=no
New Monitor.linhaPV_Tpx21469911A0_power | element=line.Tpx21469911A0 | terminal=1 mode=1 ppolar=no | New Monitor.linhaPV_Tpx21469911A0_power element=line.Tpx21469911A0 terminal=1 mode=1 ppolar=no | New Monitor.linhaPV_Tpx21469911A0_power element=line.Tpx21469911A0 terminal=1 mode=1 ppolar=no
New Monitor.linhaPV_Tpx21469960B0_power | element=line.Tpx21469960B0 | terminal=1 mode=1 ppolar=no | New Monitor.linhaPV_Tpx21469960B0_power element=line.Tpx21469960B0 terminal=1 mode=1 ppolar=no | New Monitor.linhaPV_Tpx21469960B0_power element=line.Tpx21469960B0 terminal=1 mode=1 ppolar=no
New Monitor.linhaPV_Tpx21470122B0_power | element=line.Tpx21470122B0 | terminal=1 mode=1 ppolar=no | New Monitor.linhaPV_Tpx21470122B0_power element=line.Tpx21470122B0 terminal=1 mode=1 ppolar=no | New Monitor.linhaPV_Tpx21470122B0_power element=line.Tpx21470122B0 terminal=1 mode=1 ppolar=no
New Monitor.linhaPV_Tpx21470326A0_power | element=line.Tpx21470326A0 | terminal=1 mode=1 ppolar=no | New Monitor.linhaPV_Tpx21470326A0_power element=line.Tpx21470326A0 terminal=1 mode=1 ppolar=no | New Monitor.linhaPV_Tpx21470326A0_power element=line.Tpx21470326A0 terminal=1 mode=1 ppolar=no
New Monitor.linhaPV_Tpx21470405A0_power | element=line.Tpx21470405A0 | terminal=1 mode=1 ppolar=no | New Monitor.linhaPV_Tpx21470405A0_power element=line.Tpx21470405A0 terminal=1 mode=1 ppolar=no | New Monitor.linhaPV_Tpx21470405A0_power element=line.Tpx21470405A0 terminal=1 mode=1 ppolar=no
New Monitor.linhaPV_Tpx21471907A0_power | element=line.Tpx21471907A0 | terminal=1 mode=1 ppolar=no | New Monitor.linhaPV_Tpx21471907A0_power element=line.Tpx21471907A0 terminal=1 mode=1 ppolar=no | New Monitor.linhaPV_Tpx21471907A0_power element=line.Tpx21471907A0 terminal=1 mode=1 ppolar=no
New Monitor.linhaPV_Tpx21474556A0_power | element=line.Tpx21474556A0 | terminal=1 mode=1 ppolar=no | New Monitor.linhaPV_Tpx21474556A0_power element=line.Tpx21474556A0 terminal=1 mode=1 ppolar=no | New Monitor.linhaPV_Tpx21474556A0_power element=line.Tpx21474556A0 terminal=1 mode=1 ppolar=no
New Monitor.linhaPV_Tpx21474587C0_power | element=line.Tpx21474587C0 | terminal=1 mode=1 ppolar=no | New Monitor.linhaPV_Tpx21474587C0_power element=line.Tpx21474587C0 terminal=1 mode=1 ppolar=no | New Monitor.linhaPV_Tpx21474587C0_power element=line.Tpx21474587C0 terminal=1 mode=1 ppolar=no
New Monitor.linhaPV_Tpx21474614C0_power | element=line.Tpx21474614C0 | terminal=1 mode=1 ppolar=no | New Monitor.linhaPV_Tpx21474614C0_power element=line.Tpx21474614C0 terminal=1 mode=1 ppolar=no | New Monitor.linhaPV_Tpx21474614C0_power element=line.Tpx21474614C0 terminal=1 mode=1 ppolar=no
New Monitor.linhaPV_Tpx21474711C0_power | element=line.Tpx21474711C0 | terminal=1 mode=1 ppolar=no | New Monitor.linhaPV_Tpx21474711C0_power element=line.Tpx21474711C0 terminal=1 mode=1 ppolar=no | New Monitor.linhaPV_Tpx21474711C0_power element=line.Tpx21474711C0 terminal=1 mode=1 ppolar=no
New Monitor.linhaPV_Tpx21475841A0_power | element=line.Tpx21475841A0 | terminal=1 mode=1 ppolar=no | New Monitor.linhaPV_Tpx21475841A0_power element=line.Tpx21475841A0 terminal=1 mode=1 ppolar=no | New Monitor.linhaPV_Tpx21475841A0_power element=line.Tpx21475841A0 terminal=1 mode=1 ppolar=no
New Monitor.linhaPV_Tpx21482181A0_power | element=line.Tpx21482181A0 | terminal=1 mode=1 ppolar=no | New Monitor.linhaPV_Tpx21482181A0_power element=line.Tpx21482181A0 terminal=1 mode=1 ppolar=no | New Monitor.linhaPV_Tpx21482181A0_power element=line.Tpx21482181A0 terminal=1 mode=1 ppolar=no
New Monitor.linhaPV_Tpx21482279A0_power | element=line.Tpx21482279A0 | terminal=1 mode=1 ppolar=no | New Monitor.linhaPV_Tpx21482279A0_power element=line.Tpx21482279A0 terminal=1 mode=1 ppolar=no | New Monitor.linhaPV_Tpx21482279A0_power element=line.Tpx21482279A0 terminal=1 mode=1 ppolar=no
New Monitor.linhaPV_Tpx21482431A0_power | element=line.Tpx21482431A0 | terminal=1 mode=1 ppolar=no | New Monitor.linhaPV_Tpx21482431A0_power element=line.Tpx21482431A0 terminal=1 mode=1 ppolar=no | New Monitor.linhaPV_Tpx21482431A0_power element=line.Tpx21482431A0 terminal=1 mode=1 ppolar=no
New Monitor.linhaPV_Tpx21483138A0_power | element=line.Tpx21483138A0 | terminal=1 mode=1 ppolar=no | New Monitor.linhaPV_Tpx21483138A0_power element=line.Tpx21483138A0 terminal=1 mode=1 ppolar=no | New Monitor.linhaPV_Tpx21483138A0_power element=line.Tpx21483138A0 terminal=1 mode=1 ppolar=no
New Monitor.linhaPV_Tpx21486213B0_power | element=line.Tpx21486213B0 | terminal=1 mode=1 ppolar=no | New Monitor.linhaPV_Tpx21486213B0_power element=line.Tpx21486213B0 terminal=1 mode=1 ppolar=no | New Monitor.linhaPV_Tpx21486213B0_power element=line.Tpx21486213B0 terminal=1 mode=1 ppolar=no
New Monitor.linhaPV_Tpx223400157C0_power | element=line.Tpx223400157C0 | terminal=1 mode=1 ppolar=no | New Monitor.linhaPV_Tpx223400157C0_power element=line.Tpx223400157C0 terminal=1 mode=1 ppolar=no | New Monitor.linhaPV_Tpx223400157C0_power element=line.Tpx223400157C0 terminal=1 mode=1 ppolar=no
New Monitor.linhaPV_Tpx225498968B0_power | element=line.Tpx225498968B0 | terminal=1 mode=1 ppolar=no | New Monitor.linhaPV_Tpx225498968B0_power element=line.Tpx225498968B0 terminal=1 mode=1 ppolar=no | New Monitor.linhaPV_Tpx225498968B0_power element=line.Tpx225498968B0 terminal=1 mode=1 ppolar=no
New Monitor.linhaPV_Tpx225533162A0_power | element=line.Tpx225533162A0 | terminal=1 mode=1 ppolar=no | New Monitor.linhaPV_Tpx225533162A0_power element=line.Tpx225533162A0 terminal=1 mode=1 ppolar=no | New Monitor.linhaPV_Tpx225533162A0_power element=line.Tpx225533162A0 terminal=1 mode=1 ppolar=no
New Monitor.linhaPV_Tpx225533215C0_power | element=line.Tpx225533215C0 | terminal=1 mode=1 ppolar=no | New Monitor.linhaPV_Tpx225533215C0_power element=line.Tpx225533215C0 terminal=1 mode=1 ppolar=no | New Monitor.linhaPV_Tpx225533215C0_power element=line.Tpx225533215C0 terminal=1 mode=1 ppolar=no
New Monitor.linhaPV_Tpx225533237B0_power | element=line.Tpx225533237B0 | terminal=1 mode=1 ppolar=no | New Monitor.linhaPV_Tpx225533237B0_power element=line.Tpx225533237B0 terminal=1 mode=1 ppolar=no | New Monitor.linhaPV_Tpx225533237B0_power element=line.Tpx225533237B0 terminal=1 mode=1 ppolar=no
New Monitor.linhaPV_Tpx225533337A0_power | element=line.Tpx225533337A0 | terminal=1 mode=1 ppolar=no | New Monitor.linhaPV_Tpx225533337A0_power element=line.Tpx225533337A0 terminal=1 mode=1 ppolar=no | New Monitor.linhaPV_Tpx225533337A0_power element=line.Tpx225533337A0 terminal=1 mode=1 ppolar=no
New Monitor.linhaPV_Tpx225533423C0_power | element=line.Tpx225533423C0 | terminal=1 mode=1 ppolar=no | New Monitor.linhaPV_Tpx225533423C0_power element=line.Tpx225533423C0 terminal=1 mode=1 ppolar=no | New Monitor.linhaPV_Tpx225533423C0_power element=line.Tpx225533423C0 terminal=1 mode=1 ppolar=no
New Monitor.linhaPV_Tpx225533531A0_power | element=line.Tpx225533531A0 | terminal=1 mode=1 ppolar=no | New Monitor.linhaPV_Tpx225533531A0_power element=line.Tpx225533531A0 terminal=1 mode=1 ppolar=no | New Monitor.linhaPV_Tpx225533531A0_power element=line.Tpx225533531A0 terminal=1 mode=1 ppolar=no
New Monitor.linhaPV_Tpx225533675B0_power | element=line.Tpx225533675B0 | terminal=1 mode=1 ppolar=no | New Monitor.linhaPV_Tpx225533675B0_power element=line.Tpx225533675B0 terminal=1 mode=1 ppolar=no | New Monitor.linhaPV_Tpx225533675B0_power element=line.Tpx225533675B0 terminal=1 mode=1 ppolar=no
New Monitor.linhaPV_Tpx225533703C0_power | element=line.Tpx225533703C0 | terminal=1 mode=1 ppolar=no | New Monitor.linhaPV_Tpx225533703C0_power element=line.Tpx225533703C0 terminal=1 mode=1 ppolar=no | New Monitor.linhaPV_Tpx225533703C0_power element=line.Tpx225533703C0 terminal=1 mode=1 ppolar=no
New Monitor.linhaPV_Tpx225534325A0_power | element=line.Tpx225534325A0 | terminal=1 mode=1 ppolar=no | New Monitor.linhaPV_Tpx225534325A0_power element=line.Tpx225534325A0 terminal=1 mode=1 ppolar=no | New Monitor.linhaPV_Tpx225534325A0_power element=line.Tpx225534325A0 terminal=1 mode=1 ppolar=no
New Monitor.linhaPV_Tpx225571845B0_power | element=line.Tpx225571845B0 | terminal=1 mode=1 ppolar=no | New Monitor.linhaPV_Tpx225571845B0_power element=line.Tpx225571845B0 terminal=1 mode=1 ppolar=no | New Monitor.linhaPV_Tpx225571845B0_power element=line.Tpx225571845B0 terminal=1 mode=1 ppolar=no
New Monitor.linhaPV_Tpx225571871B0_power | element=line.Tpx225571871B0 | terminal=1 mode=1 ppolar=no | New Monitor.linhaPV_Tpx225571871B0_power element=line.Tpx225571871B0 terminal=1 mode=1 ppolar=no | New Monitor.linhaPV_Tpx225571871B0_power element=line.Tpx225571871B0 terminal=1 mode=1 ppolar=no
New Monitor.linhaPV_Tpx225577437C0_power | element=line.Tpx225577437C0 | terminal=1 mode=1 ppolar=no | New Monitor.linhaPV_Tpx225577437C0_power element=line.Tpx225577437C0 terminal=1 mode=1 ppolar=no | New Monitor.linhaPV_Tpx225577437C0_power element=line.Tpx225577437C0 terminal=1 mode=1 ppolar=no
New Monitor.linhaPV_Tpx225668688A0_power | element=line.Tpx225668688A0 | terminal=1 mode=1 ppolar=no | New Monitor.linhaPV_Tpx225668688A0_power element=line.Tpx225668688A0 terminal=1 mode=1 ppolar=no | New Monitor.linhaPV_Tpx225668688A0_power element=line.Tpx225668688A0 terminal=1 mode=1 ppolar=no
New Monitor.linhaPV_Tpx225673440A0_power | element=line.Tpx225673440A0 | terminal=1 mode=1 ppolar=no | New Monitor.linhaPV_Tpx225673440A0_power element=line.Tpx225673440A0 terminal=1 mode=1 ppolar=no | New Monitor.linhaPV_Tpx225673440A0_power element=line.Tpx225673440A0 terminal=1 mode=1 ppolar=no
New Monitor.linhaPV_Tpx225684682B0_power | element=line.Tpx225684682B0 | terminal=1 mode=1 ppolar=no | New Monitor.linhaPV_Tpx225684682B0_power element=line.Tpx225684682B0 terminal=1 mode=1 ppolar=no | New Monitor.linhaPV_Tpx225684682B0_power element=line.Tpx225684682B0 terminal=1 mode=1 ppolar=no
New Monitor.linhaPV_Tpx225700953A0_power | element=line.Tpx225700953A0 | terminal=1 mode=1 ppolar=no | New Monitor.linhaPV_Tpx225700953A0_power element=line.Tpx225700953A0 terminal=1 mode=1 ppolar=no | New Monitor.linhaPV_Tpx225700953A0_power element=line.Tpx225700953A0 terminal=1 mode=1 ppolar=no
New Monitor.linhaPV_Tpx225767272A0_power | element=line.Tpx225767272A0 | terminal=1 mode=1 ppolar=no | New Monitor.linhaPV_Tpx225767272A0_power element=line.Tpx225767272A0 terminal=1 mode=1 ppolar=no | New Monitor.linhaPV_Tpx225767272A0_power element=line.Tpx225767272A0 terminal=1 mode=1 ppolar=no
New Monitor.linhaPV_Tpx225806974A0_power | element=line.Tpx225806974A0 | terminal=1 mode=1 ppolar=no | New Monitor.linhaPV_Tpx225806974A0_power element=line.Tpx225806974A0 terminal=1 mode=1 ppolar=no | New Monitor.linhaPV_Tpx225806974A0_power element=line.Tpx225806974A0 terminal=1 mode=1 ppolar=no
New Monitor.linhaPV_Tpx225869139A0_power | element=line.Tpx225869139A0 | terminal=1 mode=1 ppolar=no | New Monitor.linhaPV_Tpx225869139A0_power element=line.Tpx225869139A0 terminal=1 mode=1 ppolar=no | New Monitor.linhaPV_Tpx225869139A0_power element=line.Tpx225869139A0 terminal=1 mode=1 ppolar=no
New Monitor.linhaPV_Tpx225897846A0_power | element=line.Tpx225897846A0 | terminal=1 mode=1 ppolar=no | New Monitor.linhaPV_Tpx225897846A0_power element=line.Tpx225897846A0 terminal=1 mode=1 ppolar=no | New Monitor.linhaPV_Tpx225897846A0_power element=line.Tpx225897846A0 terminal=1 mode=1 ppolar=no
New Monitor.linhaPV_Tpx225897943C0_power | element=line.Tpx225897943C0 | terminal=1 mode=1 ppolar=no | New Monitor.linhaPV_Tpx225897943C0_power element=line.Tpx225897943C0 terminal=1 mode=1 ppolar=no | New Monitor.linhaPV_Tpx225897943C0_power element=line.Tpx225897943C0 terminal=1 mode=1 ppolar=no
New Monitor.linhaPV_Tpx225901711A0_power | element=line.Tpx225901711A0 | terminal=1 mode=1 ppolar=no | New Monitor.linhaPV_Tpx225901711A0_power element=line.Tpx225901711A0 terminal=1 mode=1 ppolar=no | New Monitor.linhaPV_Tpx225901711A0_power element=line.Tpx225901711A0 terminal=1 mode=1 ppolar=no
New Monitor.linhaPV_Tpx225906836C0_power | element=line.Tpx225906836C0 | terminal=1 mode=1 ppolar=no | New Monitor.linhaPV_Tpx225906836C0_power element=line.Tpx225906836C0 terminal=1 mode=1 ppolar=no | New Monitor.linhaPV_Tpx225906836C0_power element=line.Tpx225906836C0 terminal=1 mode=1 ppolar=no
New Monitor.linhaPV_Tpx225918926B0_power | element=line.Tpx225918926B0 | terminal=1 mode=1 ppolar=no | New Monitor.linhaPV_Tpx225918926B0_power element=line.Tpx225918926B0 terminal=1 mode=1 ppolar=no | New Monitor.linhaPV_Tpx225918926B0_power element=line.Tpx225918926B0 terminal=1 mode=1 ppolar=no
New Monitor.linhaPV_Tpx225918936C0_power | element=line.Tpx225918936C0 | terminal=1 mode=1 ppolar=no | New Monitor.linhaPV_Tpx225918936C0_power element=line.Tpx225918936C0 terminal=1 mode=1 ppolar=no | New Monitor.linhaPV_Tpx225918936C0_power element=line.Tpx225918936C0 terminal=1 mode=1 ppolar=no
New Monitor.linhaPV_Tpx225940756B0_power | element=line.Tpx225940756B0 | terminal=1 mode=1 ppolar=no | New Monitor.linhaPV_Tpx225940756B0_power element=line.Tpx225940756B0 terminal=1 mode=1 ppolar=no | New Monitor.linhaPV_Tpx225940756B0_power element=line.Tpx225940756B0 terminal=1 mode=1 ppolar=no
New Monitor.linhaPV_Tpx225991691A0_power | element=line.Tpx225991691A0 | terminal=1 mode=1 ppolar=no | New Monitor.linhaPV_Tpx225991691A0_power element=line.Tpx225991691A0 terminal=1 mode=1 ppolar=no | New Monitor.linhaPV_Tpx225991691A0_power element=line.Tpx225991691A0 terminal=1 mode=1 ppolar=no
New Monitor.linhaPV_Tpx226010605C0_power | element=line.Tpx226010605C0 | terminal=1 mode=1 ppolar=no | New Monitor.linhaPV_Tpx226010605C0_power element=line.Tpx226010605C0 terminal=1 mode=1 ppolar=no | New Monitor.linhaPV_Tpx226010605C0_power element=line.Tpx226010605C0 terminal=1 mode=1 ppolar=no
New Monitor.linhaPV_Tpx226024307B0_power | element=line.Tpx226024307B0 | terminal=1 mode=1 ppolar=no | New Monitor.linhaPV_Tpx226024307B0_power element=line.Tpx226024307B0 terminal=1 mode=1 ppolar=no | New Monitor.linhaPV_Tpx226024307B0_power element=line.Tpx226024307B0 terminal=1 mode=1 ppolar=no
New Monitor.linhaPV_Tpx226029836A0_power | element=line.Tpx226029836A0 | terminal=1 mode=1 ppolar=no | New Monitor.linhaPV_Tpx226029836A0_power element=line.Tpx226029836A0 terminal=1 mode=1 ppolar=no | New Monitor.linhaPV_Tpx226029836A0_power element=line.Tpx226029836A0 terminal=1 mode=1 ppolar=no
New Monitor.linhaPV_Tpx226101449A0_power | element=line.Tpx226101449A0 | terminal=1 mode=1 ppolar=no | New Monitor.linhaPV_Tpx226101449A0_power element=line.Tpx226101449A0 terminal=1 mode=1 ppolar=no | New Monitor.linhaPV_Tpx226101449A0_power element=line.Tpx226101449A0 terminal=1 mode=1 ppolar=no
New Monitor.linhaPV_Tpx226101460A0_power | element=line.Tpx226101460A0 | terminal=1 mode=1 ppolar=no | New Monitor.linhaPV_Tpx226101460A0_power element=line.Tpx226101460A0 terminal=1 mode=1 ppolar=no | New Monitor.linhaPV_Tpx226101460A0_power element=line.Tpx226101460A0 terminal=1 mode=1 ppolar=no
New Monitor.linhaPV_Tpx226109079A0_power | element=line.Tpx226109079A0 | terminal=1 mode=1 ppolar=no | New Monitor.linhaPV_Tpx226109079A0_power element=line.Tpx226109079A0 terminal=1 mode=1 ppolar=no | New Monitor.linhaPV_Tpx226109079A0_power element=line.Tpx226109079A0 terminal=1 mode=1 ppolar=no
New Monitor.linhaPV_Tpx226115278A0_power | element=line.Tpx226115278A0 | terminal=1 mode=1 ppolar=no | New Monitor.linhaPV_Tpx226115278A0_power element=line.Tpx226115278A0 terminal=1 mode=1 ppolar=no | New Monitor.linhaPV_Tpx226115278A0_power element=line.Tpx226115278A0 terminal=1 mode=1 ppolar=no
New Monitor.linhaPV_Tpx226159329A0_power | element=line.Tpx226159329A0 | terminal=1 mode=1 ppolar=no | New Monitor.linhaPV_Tpx226159329A0_power element=line.Tpx226159329A0 terminal=1 mode=1 ppolar=no | New Monitor.linhaPV_Tpx226159329A0_power element=line.Tpx226159329A0 terminal=1 mode=1 ppolar=no
New Monitor.linhaPV_Tpx226163467A0_power | element=line.Tpx226163467A0 | terminal=1 mode=1 ppolar=no | New Monitor.linhaPV_Tpx226163467A0_power element=line.Tpx226163467A0 terminal=1 mode=1 ppolar=no | New Monitor.linhaPV_Tpx226163467A0_power element=line.Tpx226163467A0 terminal=1 mode=1 ppolar=no
New Monitor.linhaPV_Tpx226163575B0_power | element=line.Tpx226163575B0 | terminal=1 mode=1 ppolar=no | New Monitor.linhaPV_Tpx226163575B0_power element=line.Tpx226163575B0 terminal=1 mode=1 ppolar=no | New Monitor.linhaPV_Tpx226163575B0_power element=line.Tpx226163575B0 terminal=1 mode=1 ppolar=no
New Monitor.linhaPV_Tpx226191772C0_power | element=line.Tpx226191772C0 | terminal=1 mode=1 ppolar=no | New Monitor.linhaPV_Tpx226191772C0_power element=line.Tpx226191772C0 terminal=1 mode=1 ppolar=no | New Monitor.linhaPV_Tpx226191772C0_power element=line.Tpx226191772C0 terminal=1 mode=1 ppolar=no
New Monitor.linhaPV_Tpx226191778C0_power | element=line.Tpx226191778C0 | terminal=1 mode=1 ppolar=no | New Monitor.linhaPV_Tpx226191778C0_power element=line.Tpx226191778C0 terminal=1 mode=1 ppolar=no | New Monitor.linhaPV_Tpx226191778C0_power element=line.Tpx226191778C0 terminal=1 mode=1 ppolar=no
New Monitor.linhaPV_Tpx226191779C0_power | element=line.Tpx226191779C0 | terminal=1 mode=1 ppolar=no | New Monitor.linhaPV_Tpx226191779C0_power element=line.Tpx226191779C0 terminal=1 mode=1 ppolar=no | New Monitor.linhaPV_Tpx226191779C0_power element=line.Tpx226191779C0 terminal=1 mode=1 ppolar=no
New Monitor.linhaPV_Tpx226191850A0_power | element=line.Tpx226191850A0 | terminal=1 mode=1 ppolar=no | New Monitor.linhaPV_Tpx226191850A0_power element=line.Tpx226191850A0 terminal=1 mode=1 ppolar=no | New Monitor.linhaPV_Tpx226191850A0_power element=line.Tpx226191850A0 terminal=1 mode=1 ppolar=no
New Monitor.linhaPV_Tpx226191951B0_power | element=line.Tpx226191951B0 | terminal=1 mode=1 ppolar=no | New Monitor.linhaPV_Tpx226191951B0_power element=line.Tpx226191951B0 terminal=1 mode=1 ppolar=no | New Monitor.linhaPV_Tpx226191951B0_power element=line.Tpx226191951B0 terminal=1 mode=1 ppolar=no
New Monitor.linhaPV_Tpx226191995B0_power | element=line.Tpx226191995B0 | terminal=1 mode=1 ppolar=no | New Monitor.linhaPV_Tpx226191995B0_power element=line.Tpx226191995B0 terminal=1 mode=1 ppolar=no | New Monitor.linhaPV_Tpx226191995B0_power element=line.Tpx226191995B0 terminal=1 mode=1 ppolar=no
New Monitor.linhaPV_Tpx226192175C0_power | element=line.Tpx226192175C0 | terminal=1 mode=1 ppolar=no | New Monitor.linhaPV_Tpx226192175C0_power element=line.Tpx226192175C0 terminal=1 mode=1 ppolar=no | New Monitor.linhaPV_Tpx226192175C0_power element=line.Tpx226192175C0 terminal=1 mode=1 ppolar=no
New Monitor.linhaPV_Tpx226192185A0_power | element=line.Tpx226192185A0 | terminal=1 mode=1 ppolar=no | New Monitor.linhaPV_Tpx226192185A0_power element=line.Tpx226192185A0 terminal=1 mode=1 ppolar=no | New Monitor.linhaPV_Tpx226192185A0_power element=line.Tpx226192185A0 terminal=1 mode=1 ppolar=no
New Monitor.linhaPV_Tpx226192492B0_power | element=line.Tpx226192492B0 | terminal=1 mode=1 ppolar=no | New Monitor.linhaPV_Tpx226192492B0_power element=line.Tpx226192492B0 terminal=1 mode=1 ppolar=no | New Monitor.linhaPV_Tpx226192492B0_power element=line.Tpx226192492B0 terminal=1 mode=1 ppolar=no
New Monitor.linhaPV_Tpx226192493B0_power | element=line.Tpx226192493B0 | terminal=1 mode=1 ppolar=no | New Monitor.linhaPV_Tpx226192493B0_power element=line.Tpx226192493B0 terminal=1 mode=1 ppolar=no | New Monitor.linhaPV_Tpx226192493B0_power element=line.Tpx226192493B0 terminal=1 mode=1 ppolar=no
New Monitor.linhaPV_Tpx226192684A0_power | element=line.Tpx226192684A0 | terminal=1 mode=1 ppolar=no | New Monitor.linhaPV_Tpx226192684A0_power element=line.Tpx226192684A0 terminal=1 mode=1 ppolar=no | New Monitor.linhaPV_Tpx226192684A0_power element=line.Tpx226192684A0 terminal=1 mode=1 ppolar=no
New Monitor.linhaPV_Tpx226192762B0_power | element=line.Tpx226192762B0 | terminal=1 mode=1 ppolar=no | New Monitor.linhaPV_Tpx226192762B0_power element=line.Tpx226192762B0 terminal=1 mode=1 ppolar=no | New Monitor.linhaPV_Tpx226192762B0_power element=line.Tpx226192762B0 terminal=1 mode=1 ppolar=no
New Monitor.linhaPV_Tpx226192801C0_power | element=line.Tpx226192801C0 | terminal=1 mode=1 ppolar=no | New Monitor.linhaPV_Tpx226192801C0_power element=line.Tpx226192801C0 terminal=1 mode=1 ppolar=no | New Monitor.linhaPV_Tpx226192801C0_power element=line.Tpx226192801C0 terminal=1 mode=1 ppolar=no
New Monitor.linhaPV_Tpx226192846B0_power | element=line.Tpx226192846B0 | terminal=1 mode=1 ppolar=no | New Monitor.linhaPV_Tpx226192846B0_power element=line.Tpx226192846B0 terminal=1 mode=1 ppolar=no | New Monitor.linhaPV_Tpx226192846B0_power element=line.Tpx226192846B0 terminal=1 mode=1 ppolar=no
New Monitor.linhaPV_Tpx226192890C0_power | element=line.Tpx226192890C0 | terminal=1 mode=1 ppolar=no | New Monitor.linhaPV_Tpx226192890C0_power element=line.Tpx226192890C0 terminal=1 mode=1 ppolar=no | New Monitor.linhaPV_Tpx226192890C0_power element=line.Tpx226192890C0 terminal=1 mode=1 ppolar=no
New Monitor.linhaPV_Tpx226192926A0_power | element=line.Tpx226192926A0 | terminal=1 mode=1 ppolar=no | New Monitor.linhaPV_Tpx226192926A0_power element=line.Tpx226192926A0 terminal=1 mode=1 ppolar=no | New Monitor.linhaPV_Tpx226192926A0_power element=line.Tpx226192926A0 terminal=1 mode=1 ppolar=no
New Monitor.linhaPV_Tpx226192936B0_power | element=line.Tpx226192936B0 | terminal=1 mode=1 ppolar=no | New Monitor.linhaPV_Tpx226192936B0_power element=line.Tpx226192936B0 terminal=1 mode=1 ppolar=no | New Monitor.linhaPV_Tpx226192936B0_power element=line.Tpx226192936B0 terminal=1 mode=1 ppolar=no
New Monitor.linhaPV_Tpx226192954C0_power | element=line.Tpx226192954C0 | terminal=1 mode=1 ppolar=no | New Monitor.linhaPV_Tpx226192954C0_power element=line.Tpx226192954C0 terminal=1 mode=1 ppolar=no | New Monitor.linhaPV_Tpx226192954C0_power element=line.Tpx226192954C0 terminal=1 mode=1 ppolar=no
New Monitor.linhaPV_Tpx226192994A0_power | element=line.Tpx226192994A0 | terminal=1 mode=1 ppolar=no | New Monitor.linhaPV_Tpx226192994A0_power element=line.Tpx226192994A0 terminal=1 mode=1 ppolar=no | New Monitor.linhaPV_Tpx226192994A0_power element=line.Tpx226192994A0 terminal=1 mode=1 ppolar=no
New Monitor.linhaPV_Tpx226193078A0_power | element=line.Tpx226193078A0 | terminal=1 mode=1 ppolar=no | New Monitor.linhaPV_Tpx226193078A0_power element=line.Tpx226193078A0 terminal=1 mode=1 ppolar=no | New Monitor.linhaPV_Tpx226193078A0_power element=line.Tpx226193078A0 terminal=1 mode=1 ppolar=no
New Monitor.linhaPV_Tpx226193134C0_power | element=line.Tpx226193134C0 | terminal=1 mode=1 ppolar=no | New Monitor.linhaPV_Tpx226193134C0_power element=line.Tpx226193134C0 terminal=1 mode=1 ppolar=no | New Monitor.linhaPV_Tpx226193134C0_power element=line.Tpx226193134C0 terminal=1 mode=1 ppolar=no
New Monitor.linhaPV_Tpx226193170A0_power | element=line.Tpx226193170A0 | terminal=1 mode=1 ppolar=no | New Monitor.linhaPV_Tpx226193170A0_power element=line.Tpx226193170A0 terminal=1 mode=1 ppolar=no | New Monitor.linhaPV_Tpx226193170A0_power element=line.Tpx226193170A0 terminal=1 mode=1 ppolar=no
New Monitor.linhaPV_Tpx226193298A0_power | element=line.Tpx226193298A0 | terminal=1 mode=1 ppolar=no | New Monitor.linhaPV_Tpx226193298A0_power element=line.Tpx226193298A0 terminal=1 mode=1 ppolar=no | New Monitor.linhaPV_Tpx226193298A0_power element=line.Tpx226193298A0 terminal=1 mode=1 ppolar=no
New Monitor.linhaPV_Tpx226193338A0_power | element=line.Tpx226193338A0 | terminal=1 mode=1 ppolar=no | New Monitor.linhaPV_Tpx226193338A0_power element=line.Tpx226193338A0 terminal=1 mode=1 ppolar=no | New Monitor.linhaPV_Tpx226193338A0_power element=line.Tpx226193338A0 terminal=1 mode=1 ppolar=no
New Monitor.linhaPV_Tpx226193345A0_power | element=line.Tpx226193345A0 | terminal=1 mode=1 ppolar=no | New Monitor.linhaPV_Tpx226193345A0_power element=line.Tpx226193345A0 terminal=1 mode=1 ppolar=no | New Monitor.linhaPV_Tpx226193345A0_power element=line.Tpx226193345A0 terminal=1 mode=1 ppolar=no
New Monitor.linhaPV_Tpx226193361B0_power | element=line.Tpx226193361B0 | terminal=1 mode=1 ppolar=no | New Monitor.linhaPV_Tpx226193361B0_power element=line.Tpx226193361B0 terminal=1 mode=1 ppolar=no | New Monitor.linhaPV_Tpx226193361B0_power element=line.Tpx226193361B0 terminal=1 mode=1 ppolar=no
New Monitor.linhaPV_Tpx226193395B0_power | element=line.Tpx226193395B0 | terminal=1 mode=1 ppolar=no | New Monitor.linhaPV_Tpx226193395B0_power element=line.Tpx226193395B0 terminal=1 mode=1 ppolar=no | New Monitor.linhaPV_Tpx226193395B0_power element=line.Tpx226193395B0 terminal=1 mode=1 ppolar=no
New Monitor.linhaPV_Tpx226193422B0_power | element=line.Tpx226193422B0 | terminal=1 mode=1 ppolar=no | New Monitor.linhaPV_Tpx226193422B0_power element=line.Tpx226193422B0 terminal=1 mode=1 ppolar=no | New Monitor.linhaPV_Tpx226193422B0_power element=line.Tpx226193422B0 terminal=1 mode=1 ppolar=no
New Monitor.linhaPV_Tpx226193662A0_power | element=line.Tpx226193662A0 | terminal=1 mode=1 ppolar=no | New Monitor.linhaPV_Tpx226193662A0_power element=line.Tpx226193662A0 terminal=1 mode=1 ppolar=no | New Monitor.linhaPV_Tpx226193662A0_power element=line.Tpx226193662A0 terminal=1 mode=1 ppolar=no
New Monitor.linhaPV_Tpx226193696A0_power | element=line.Tpx226193696A0 | terminal=1 mode=1 ppolar=no | New Monitor.linhaPV_Tpx226193696A0_power element=line.Tpx226193696A0 terminal=1 mode=1 ppolar=no | New Monitor.linhaPV_Tpx226193696A0_power element=line.Tpx226193696A0 terminal=1 mode=1 ppolar=no
New Monitor.linhaPV_Tpx226193698C0_power | element=line.Tpx226193698C0 | terminal=1 mode=1 ppolar=no | New Monitor.linhaPV_Tpx226193698C0_power element=line.Tpx226193698C0 terminal=1 mode=1 ppolar=no | New Monitor.linhaPV_Tpx226193698C0_power element=line.Tpx226193698C0 terminal=1 mode=1 ppolar=no
New Monitor.linhaPV_Tpx226193702C0_power | element=line.Tpx226193702C0 | terminal=1 mode=1 ppolar=no | New Monitor.linhaPV_Tpx226193702C0_power element=line.Tpx226193702C0 terminal=1 mode=1 ppolar=no | New Monitor.linhaPV_Tpx226193702C0_power element=line.Tpx226193702C0 terminal=1 mode=1 ppolar=no
New Monitor.linhaPV_Tpx226193737C0_power | element=line.Tpx226193737C0 | terminal=1 mode=1 ppolar=no | New Monitor.linhaPV_Tpx226193737C0_power element=line.Tpx226193737C0 terminal=1 mode=1 ppolar=no | New Monitor.linhaPV_Tpx226193737C0_power element=line.Tpx226193737C0 terminal=1 mode=1 ppolar=no
New Monitor.linhaPV_Tpx226193745B0_power | element=line.Tpx226193745B0 | terminal=1 mode=1 ppolar=no | New Monitor.linhaPV_Tpx226193745B0_power element=line.Tpx226193745B0 terminal=1 mode=1 ppolar=no | New Monitor.linhaPV_Tpx226193745B0_power element=line.Tpx226193745B0 terminal=1 mode=1 ppolar=no
New Monitor.linhaPV_Tpx226193838C0_power | element=line.Tpx226193838C0 | terminal=1 mode=1 ppolar=no | New Monitor.linhaPV_Tpx226193838C0_power element=line.Tpx226193838C0 terminal=1 mode=1 ppolar=no | New Monitor.linhaPV_Tpx226193838C0_power element=line.Tpx226193838C0 terminal=1 mode=1 ppolar=no
New Monitor.linhaPV_Tpx226193886B0_power | element=line.Tpx226193886B0 | terminal=1 mode=1 ppolar=no | New Monitor.linhaPV_Tpx226193886B0_power element=line.Tpx226193886B0 terminal=1 mode=1 ppolar=no | New Monitor.linhaPV_Tpx226193886B0_power element=line.Tpx226193886B0 terminal=1 mode=1 ppolar=no
New Monitor.linhaPV_Tpx226193892B0_power | element=line.Tpx226193892B0 | terminal=1 mode=1 ppolar=no | New Monitor.linhaPV_Tpx226193892B0_power element=line.Tpx226193892B0 terminal=1 mode=1 ppolar=no | New Monitor.linhaPV_Tpx226193892B0_power element=line.Tpx226193892B0 terminal=1 mode=1 ppolar=no
New Monitor.linhaPV_Tpx226193899B0_power | element=line.Tpx226193899B0 | terminal=1 mode=1 ppolar=no | New Monitor.linhaPV_Tpx226193899B0_power element=line.Tpx226193899B0 terminal=1 mode=1 ppolar=no | New Monitor.linhaPV_Tpx226193899B0_power element=line.Tpx226193899B0 terminal=1 mode=1 ppolar=no
New Monitor.linhaPV_Tpx226194002B0_power | element=line.Tpx226194002B0 | terminal=1 mode=1 ppolar=no | New Monitor.linhaPV_Tpx226194002B0_power element=line.Tpx226194002B0 terminal=1 mode=1 ppolar=no | New Monitor.linhaPV_Tpx226194002B0_power element=line.Tpx226194002B0 terminal=1 mode=1 ppolar=no
New Monitor.linhaPV_Tpx226194093A0_power | element=line.Tpx226194093A0 | terminal=1 mode=1 ppolar=no | New Monitor.linhaPV_Tpx226194093A0_power element=line.Tpx226194093A0 terminal=1 mode=1 ppolar=no | New Monitor.linhaPV_Tpx226194093A0_power element=line.Tpx226194093A0 terminal=1 mode=1 ppolar=no
New Monitor.linhaPV_Tpx226194262C0_power | element=line.Tpx226194262C0 | terminal=1 mode=1 ppolar=no | New Monitor.linhaPV_Tpx226194262C0_power element=line.Tpx226194262C0 terminal=1 mode=1 ppolar=no | New Monitor.linhaPV_Tpx226194262C0_power element=line.Tpx226194262C0 terminal=1 mode=1 ppolar=no
New Monitor.linhaPV_Tpx226194280B0_power | element=line.Tpx226194280B0 | terminal=1 mode=1 ppolar=no | New Monitor.linhaPV_Tpx226194280B0_power element=line.Tpx226194280B0 terminal=1 mode=1 ppolar=no | New Monitor.linhaPV_Tpx226194280B0_power element=line.Tpx226194280B0 terminal=1 mode=1 ppolar=no
New Monitor.linhaPV_Tpx226194419C0_power | element=line.Tpx226194419C0 | terminal=1 mode=1 ppolar=no | New Monitor.linhaPV_Tpx226194419C0_power element=line.Tpx226194419C0 terminal=1 mode=1 ppolar=no | New Monitor.linhaPV_Tpx226194419C0_power element=line.Tpx226194419C0 terminal=1 mode=1 ppolar=no
New Monitor.linhaPV_Tpx226194421C0_power | element=line.Tpx226194421C0 | terminal=1 mode=1 ppolar=no | New Monitor.linhaPV_Tpx226194421C0_power element=line.Tpx226194421C0 terminal=1 mode=1 ppolar=no | New Monitor.linhaPV_Tpx226194421C0_power element=line.Tpx226194421C0 terminal=1 mode=1 ppolar=no
New Monitor.linhaPV_Tpx226194826A0_power | element=line.Tpx226194826A0 | terminal=1 mode=1 ppolar=no | New Monitor.linhaPV_Tpx226194826A0_power element=line.Tpx226194826A0 terminal=1 mode=1 ppolar=no | New Monitor.linhaPV_Tpx226194826A0_power element=line.Tpx226194826A0 terminal=1 mode=1 ppolar=no
New Monitor.linhaPV_Tpx226194865A0_power | element=line.Tpx226194865A0 | terminal=1 mode=1 ppolar=no | New Monitor.linhaPV_Tpx226194865A0_power element=line.Tpx226194865A0 terminal=1 mode=1 ppolar=no | New Monitor.linhaPV_Tpx226194865A0_power element=line.Tpx226194865A0 terminal=1 mode=1 ppolar=no
New Monitor.linhaPV_Tpx226195153B0_power | element=line.Tpx226195153B0 | terminal=1 mode=1 ppolar=no | New Monitor.linhaPV_Tpx226195153B0_power element=line.Tpx226195153B0 terminal=1 mode=1 ppolar=no | New Monitor.linhaPV_Tpx226195153B0_power element=line.Tpx226195153B0 terminal=1 mode=1 ppolar=no
New Monitor.linhaPV_Tpx226195194C0_power | element=line.Tpx226195194C0 | terminal=1 mode=1 ppolar=no | New Monitor.linhaPV_Tpx226195194C0_power element=line.Tpx226195194C0 terminal=1 mode=1 ppolar=no | New Monitor.linhaPV_Tpx226195194C0_power element=line.Tpx226195194C0 terminal=1 mode=1 ppolar=no
New Monitor.linhaPV_Tpx226195333C0_power | element=line.Tpx226195333C0 | terminal=1 mode=1 ppolar=no | New Monitor.linhaPV_Tpx226195333C0_power element=line.Tpx226195333C0 terminal=1 mode=1 ppolar=no | New Monitor.linhaPV_Tpx226195333C0_power element=line.Tpx226195333C0 terminal=1 mode=1 ppolar=no
New Monitor.linhaPV_Tpx226196642A0_power | element=line.Tpx226196642A0 | terminal=1 mode=1 ppolar=no | New Monitor.linhaPV_Tpx226196642A0_power element=line.Tpx226196642A0 terminal=1 mode=1 ppolar=no | New Monitor.linhaPV_Tpx226196642A0_power element=line.Tpx226196642A0 terminal=1 mode=1 ppolar=no
New Monitor.linhaPV_Tpx226196648A0_power | element=line.Tpx226196648A0 | terminal=1 mode=1 ppolar=no | New Monitor.linhaPV_Tpx226196648A0_power element=line.Tpx226196648A0 terminal=1 mode=1 ppolar=no | New Monitor.linhaPV_Tpx226196648A0_power element=line.Tpx226196648A0 terminal=1 mode=1 ppolar=no
New Monitor.linhaPV_Tpx226197070A0_power | element=line.Tpx226197070A0 | terminal=1 mode=1 ppolar=no | New Monitor.linhaPV_Tpx226197070A0_power element=line.Tpx226197070A0 terminal=1 mode=1 ppolar=no | New Monitor.linhaPV_Tpx226197070A0_power element=line.Tpx226197070A0 terminal=1 mode=1 ppolar=no
New Monitor.linhaPV_Tpx226264795A0_power | element=line.Tpx226264795A0 | terminal=1 mode=1 ppolar=no | New Monitor.linhaPV_Tpx226264795A0_power element=line.Tpx226264795A0 terminal=1 mode=1 ppolar=no | New Monitor.linhaPV_Tpx226264795A0_power element=line.Tpx226264795A0 terminal=1 mode=1 ppolar=no
New Monitor.linhaPV_Tpx226308710B0_power | element=line.Tpx226308710B0 | terminal=1 mode=1 ppolar=no | New Monitor.linhaPV_Tpx226308710B0_power element=line.Tpx226308710B0 terminal=1 mode=1 ppolar=no | New Monitor.linhaPV_Tpx226308710B0_power element=line.Tpx226308710B0 terminal=1 mode=1 ppolar=no
New Monitor.linhaPV_Tpx226308716B0_power | element=line.Tpx226308716B0 | terminal=1 mode=1 ppolar=no | New Monitor.linhaPV_Tpx226308716B0_power element=line.Tpx226308716B0 terminal=1 mode=1 ppolar=no | New Monitor.linhaPV_Tpx226308716B0_power element=line.Tpx226308716B0 terminal=1 mode=1 ppolar=no
New Monitor.linhaPV_Tpx226308717A0_power | element=line.Tpx226308717A0 | terminal=1 mode=1 ppolar=no | New Monitor.linhaPV_Tpx226308717A0_power element=line.Tpx226308717A0 terminal=1 mode=1 ppolar=no | New Monitor.linhaPV_Tpx226308717A0_power element=line.Tpx226308717A0 terminal=1 mode=1 ppolar=no
New Monitor.linhaPV_Tpx226308719B0_power | element=line.Tpx226308719B0 | terminal=1 mode=1 ppolar=no | New Monitor.linhaPV_Tpx226308719B0_power element=line.Tpx226308719B0 terminal=1 mode=1 ppolar=no | New Monitor.linhaPV_Tpx226308719B0_power element=line.Tpx226308719B0 terminal=1 mode=1 ppolar=no
New Monitor.linhaPV_Tpx226308720A0_power | element=line.Tpx226308720A0 | terminal=1 mode=1 ppolar=no | New Monitor.linhaPV_Tpx226308720A0_power element=line.Tpx226308720A0 terminal=1 mode=1 ppolar=no | New Monitor.linhaPV_Tpx226308720A0_power element=line.Tpx226308720A0 terminal=1 mode=1 ppolar=no
New Monitor.linhaPV_Tpx226308721A0_power | element=line.Tpx226308721A0 | terminal=1 mode=1 ppolar=no | New Monitor.linhaPV_Tpx226308721A0_power element=line.Tpx226308721A0 terminal=1 mode=1 ppolar=no | New Monitor.linhaPV_Tpx226308721A0_power element=line.Tpx226308721A0 terminal=1 mode=1 ppolar=no
New Monitor.linhaPV_Tpx226308723B0_power | element=line.Tpx226308723B0 | terminal=1 mode=1 ppolar=no | New Monitor.linhaPV_Tpx226308723B0_power element=line.Tpx226308723B0 terminal=1 mode=1 ppolar=no | New Monitor.linhaPV_Tpx226308723B0_power element=line.Tpx226308723B0 terminal=1 mode=1 ppolar=no
New Monitor.linhaPV_Tpx226308725B0_power | element=line.Tpx226308725B0 | terminal=1 mode=1 ppolar=no | New Monitor.linhaPV_Tpx226308725B0_power element=line.Tpx226308725B0 terminal=1 mode=1 ppolar=no | New Monitor.linhaPV_Tpx226308725B0_power element=line.Tpx226308725B0 terminal=1 mode=1 ppolar=no
New Monitor.linhaPV_Tpx226308727B0_power | element=line.Tpx226308727B0 | terminal=1 mode=1 ppolar=no | New Monitor.linhaPV_Tpx226308727B0_power element=line.Tpx226308727B0 terminal=1 mode=1 ppolar=no | New Monitor.linhaPV_Tpx226308727B0_power element=line.Tpx226308727B0 terminal=1 mode=1 ppolar=no
New Monitor.linhaPV_Tpx226308728A0_power | element=line.Tpx226308728A0 | terminal=1 mode=1 ppolar=no | New Monitor.linhaPV_Tpx226308728A0_power element=line.Tpx226308728A0 terminal=1 mode=1 ppolar=no | New Monitor.linhaPV_Tpx226308728A0_power element=line.Tpx226308728A0 terminal=1 mode=1 ppolar=no
New Monitor.linhaPV_Tpx226308729B0_power | element=line.Tpx226308729B0 | terminal=1 mode=1 ppolar=no | New Monitor.linhaPV_Tpx226308729B0_power element=line.Tpx226308729B0 terminal=1 mode=1 ppolar=no | New Monitor.linhaPV_Tpx226308729B0_power element=line.Tpx226308729B0 terminal=1 mode=1 ppolar=no
New Monitor.linhaPV_Tpx226308730A0_power | element=line.Tpx226308730A0 | terminal=1 mode=1 ppolar=no | New Monitor.linhaPV_Tpx226308730A0_power element=line.Tpx226308730A0 terminal=1 mode=1 ppolar=no | New Monitor.linhaPV_Tpx226308730A0_power element=line.Tpx226308730A0 terminal=1 mode=1 ppolar=no
New Monitor.linhaPV_Tpx226308731A0_power | element=line.Tpx226308731A0 | terminal=1 mode=1 ppolar=no | New Monitor.linhaPV_Tpx226308731A0_power element=line.Tpx226308731A0 terminal=1 mode=1 ppolar=no | New Monitor.linhaPV_Tpx226308731A0_power element=line.Tpx226308731A0 terminal=1 mode=1 ppolar=no
New Monitor.linhaPV_Tpx226311345B0_power | element=line.Tpx226311345B0 | terminal=1 mode=1 ppolar=no | New Monitor.linhaPV_Tpx226311345B0_power element=line.Tpx226311345B0 terminal=1 mode=1 ppolar=no | New Monitor.linhaPV_Tpx226311345B0_power element=line.Tpx226311345B0 terminal=1 mode=1 ppolar=no
New Monitor.linhaPV_Tpx226881057B0_power | element=line.Tpx226881057B0 | terminal=1 mode=1 ppolar=no | New Monitor.linhaPV_Tpx226881057B0_power element=line.Tpx226881057B0 terminal=1 mode=1 ppolar=no | New Monitor.linhaPV_Tpx226881057B0_power element=line.Tpx226881057B0 terminal=1 mode=1 ppolar=no
New Monitor.linhaPV_Tpx226881700A0_power | element=line.Tpx226881700A0 | terminal=1 mode=1 ppolar=no | New Monitor.linhaPV_Tpx226881700A0_power element=line.Tpx226881700A0 terminal=1 mode=1 ppolar=no | New Monitor.linhaPV_Tpx226881700A0_power element=line.Tpx226881700A0 terminal=1 mode=1 ppolar=no
New Monitor.linhaPV_Tpx226924200B0_power | element=line.Tpx226924200B0 | terminal=1 mode=1 ppolar=no | New Monitor.linhaPV_Tpx226924200B0_power element=line.Tpx226924200B0 terminal=1 mode=1 ppolar=no | New Monitor.linhaPV_Tpx226924200B0_power element=line.Tpx226924200B0 terminal=1 mode=1 ppolar=no
New Monitor.linhaPV_Tpx226964880A0_power | element=line.Tpx226964880A0 | terminal=1 mode=1 ppolar=no | New Monitor.linhaPV_Tpx226964880A0_power element=line.Tpx226964880A0 terminal=1 mode=1 ppolar=no | New Monitor.linhaPV_Tpx226964880A0_power element=line.Tpx226964880A0 terminal=1 mode=1 ppolar=no
New Monitor.linhaPV_Tpx227100746A0_power | element=line.Tpx227100746A0 | terminal=1 mode=1 ppolar=no | New Monitor.linhaPV_Tpx227100746A0_power element=line.Tpx227100746A0 terminal=1 mode=1 ppolar=no | New Monitor.linhaPV_Tpx227100746A0_power element=line.Tpx227100746A0 terminal=1 mode=1 ppolar=no
New Monitor.linhaPV_Tpx227100753A0_power | element=line.Tpx227100753A0 | terminal=1 mode=1 ppolar=no | New Monitor.linhaPV_Tpx227100753A0_power element=line.Tpx227100753A0 terminal=1 mode=1 ppolar=no | New Monitor.linhaPV_Tpx227100753A0_power element=line.Tpx227100753A0 terminal=1 mode=1 ppolar=no
New Monitor.linhaPV_Tpx227187012A0_power | element=line.Tpx227187012A0 | terminal=1 mode=1 ppolar=no | New Monitor.linhaPV_Tpx227187012A0_power element=line.Tpx227187012A0 terminal=1 mode=1 ppolar=no | New Monitor.linhaPV_Tpx227187012A0_power element=line.Tpx227187012A0 terminal=1 mode=1 ppolar=no
New Monitor.linhaPV_Tpx227187012B0_power | element=line.Tpx227187012B0 | terminal=1 mode=1 ppolar=no | New Monitor.linhaPV_Tpx227187012B0_power element=line.Tpx227187012B0 terminal=1 mode=1 ppolar=no | New Monitor.linhaPV_Tpx227187012B0_power element=line.Tpx227187012B0 terminal=1 mode=1 ppolar=no
New Monitor.linhaPV_Tpx227187012C0_power | element=line.Tpx227187012C0 | terminal=1 mode=1 ppolar=no | New Monitor.linhaPV_Tpx227187012C0_power element=line.Tpx227187012C0 terminal=1 mode=1 ppolar=no | New Monitor.linhaPV_Tpx227187012C0_power element=line.Tpx227187012C0 terminal=1 mode=1 ppolar=no
New Monitor.linhaPV_Tpx227411650C0_power | element=line.Tpx227411650C0 | terminal=1 mode=1 ppolar=no | New Monitor.linhaPV_Tpx227411650C0_power element=line.Tpx227411650C0 terminal=1 mode=1 ppolar=no | New Monitor.linhaPV_Tpx227411650C0_power element=line.Tpx227411650C0 terminal=1 mode=1 ppolar=no
New Monitor.linhaPV_Tpx227411655C0_power | element=line.Tpx227411655C0 | terminal=1 mode=1 ppolar=no | New Monitor.linhaPV_Tpx227411655C0_power element=line.Tpx227411655C0 terminal=1 mode=1 ppolar=no | New Monitor.linhaPV_Tpx227411655C0_power element=line.Tpx227411655C0 terminal=1 mode=1 ppolar=no
New Monitor.linhaPV_Tpx227447984C0_power | element=line.Tpx227447984C0 | terminal=1 mode=1 ppolar=no | New Monitor.linhaPV_Tpx227447984C0_power element=line.Tpx227447984C0 terminal=1 mode=1 ppolar=no | New Monitor.linhaPV_Tpx227447984C0_power element=line.Tpx227447984C0 terminal=1 mode=1 ppolar=no
New Monitor.linhaPV_Tpx227653310C0_power | element=line.Tpx227653310C0 | terminal=1 mode=1 ppolar=no | New Monitor.linhaPV_Tpx227653310C0_power element=line.Tpx227653310C0 terminal=1 mode=1 ppolar=no | New Monitor.linhaPV_Tpx227653310C0_power element=line.Tpx227653310C0 terminal=1 mode=1 ppolar=no
New Monitor.linhaPV_Tpx227678342C0_power | element=line.Tpx227678342C0 | terminal=1 mode=1 ppolar=no | New Monitor.linhaPV_Tpx227678342C0_power element=line.Tpx227678342C0 terminal=1 mode=1 ppolar=no | New Monitor.linhaPV_Tpx227678342C0_power element=line.Tpx227678342C0 terminal=1 mode=1 ppolar=no
New Monitor.linhaPV_Tpx227731863A0_power | element=line.Tpx227731863A0 | terminal=1 mode=1 ppolar=no | New Monitor.linhaPV_Tpx227731863A0_power element=line.Tpx227731863A0 terminal=1 mode=1 ppolar=no | New Monitor.linhaPV_Tpx227731863A0_power element=line.Tpx227731863A0 terminal=1 mode=1 ppolar=no
New Monitor.linhaPV_Tpx227732939B0_power | element=line.Tpx227732939B0 | terminal=1 mode=1 ppolar=no | New Monitor.linhaPV_Tpx227732939B0_power element=line.Tpx227732939B0 terminal=1 mode=1 ppolar=no | New Monitor.linhaPV_Tpx227732939B0_power element=line.Tpx227732939B0 terminal=1 mode=1 ppolar=no
New Monitor.linhaPV_Tpx227734175B0_power | element=line.Tpx227734175B0 | terminal=1 mode=1 ppolar=no | New Monitor.linhaPV_Tpx227734175B0_power element=line.Tpx227734175B0 terminal=1 mode=1 ppolar=no | New Monitor.linhaPV_Tpx227734175B0_power element=line.Tpx227734175B0 terminal=1 mode=1 ppolar=no
New Monitor.linhaPV_Tpx227760021A0_power | element=line.Tpx227760021A0 | terminal=1 mode=1 ppolar=no | New Monitor.linhaPV_Tpx227760021A0_power element=line.Tpx227760021A0 terminal=1 mode=1 ppolar=no | New Monitor.linhaPV_Tpx227760021A0_power element=line.Tpx227760021A0 terminal=1 mode=1 ppolar=no
New Monitor.linhaPV_Tpx227760021B0_power | element=line.Tpx227760021B0 | terminal=1 mode=1 ppolar=no | New Monitor.linhaPV_Tpx227760021B0_power element=line.Tpx227760021B0 terminal=1 mode=1 ppolar=no | New Monitor.linhaPV_Tpx227760021B0_power element=line.Tpx227760021B0 terminal=1 mode=1 ppolar=no
New Monitor.linhaPV_Tpx227760021C0_power | element=line.Tpx227760021C0 | terminal=1 mode=1 ppolar=no | New Monitor.linhaPV_Tpx227760021C0_power element=line.Tpx227760021C0 terminal=1 mode=1 ppolar=no | New Monitor.linhaPV_Tpx227760021C0_power element=line.Tpx227760021C0 terminal=1 mode=1 ppolar=no
New Monitor.linhaPV_Tpx227760024A0_power | element=line.Tpx227760024A0 | terminal=1 mode=1 ppolar=no | New Monitor.linhaPV_Tpx227760024A0_power element=line.Tpx227760024A0 terminal=1 mode=1 ppolar=no | New Monitor.linhaPV_Tpx227760024A0_power element=line.Tpx227760024A0 terminal=1 mode=1 ppolar=no
New Monitor.linhaPV_Tpx227760024B0_power | element=line.Tpx227760024B0 | terminal=1 mode=1 ppolar=no | New Monitor.linhaPV_Tpx227760024B0_power element=line.Tpx227760024B0 terminal=1 mode=1 ppolar=no | New Monitor.linhaPV_Tpx227760024B0_power element=line.Tpx227760024B0 terminal=1 mode=1 ppolar=no
New Monitor.linhaPV_Tpx227760024C0_power | element=line.Tpx227760024C0 | terminal=1 mode=1 ppolar=no | New Monitor.linhaPV_Tpx227760024C0_power element=line.Tpx227760024C0 terminal=1 mode=1 ppolar=no | New Monitor.linhaPV_Tpx227760024C0_power element=line.Tpx227760024C0 terminal=1 mode=1 ppolar=no
New Monitor.linhaPV_Tpx227895952A0_power | element=line.Tpx227895952A0 | terminal=1 mode=1 ppolar=no | New Monitor.linhaPV_Tpx227895952A0_power element=line.Tpx227895952A0 terminal=1 mode=1 ppolar=no | New Monitor.linhaPV_Tpx227895952A0_power element=line.Tpx227895952A0 terminal=1 mode=1 ppolar=no
New Monitor.linhaPV_Tpx227896008C0_power | element=line.Tpx227896008C0 | terminal=1 mode=1 ppolar=no | New Monitor.linhaPV_Tpx227896008C0_power element=line.Tpx227896008C0 terminal=1 mode=1 ppolar=no | New Monitor.linhaPV_Tpx227896008C0_power element=line.Tpx227896008C0 terminal=1 mode=1 ppolar=no
New Monitor.linhaPV_Tpx227902981A0_power | element=line.Tpx227902981A0 | terminal=1 mode=1 ppolar=no | New Monitor.linhaPV_Tpx227902981A0_power element=line.Tpx227902981A0 terminal=1 mode=1 ppolar=no | New Monitor.linhaPV_Tpx227902981A0_power element=line.Tpx227902981A0 terminal=1 mode=1 ppolar=no
New Monitor.linhaPV_Tpx227903012A0_power | element=line.Tpx227903012A0 | terminal=1 mode=1 ppolar=no | New Monitor.linhaPV_Tpx227903012A0_power element=line.Tpx227903012A0 terminal=1 mode=1 ppolar=no | New Monitor.linhaPV_Tpx227903012A0_power element=line.Tpx227903012A0 terminal=1 mode=1 ppolar=no
New Monitor.linhaPV_Tpx227905262A0_power | element=line.Tpx227905262A0 | terminal=1 mode=1 ppolar=no | New Monitor.linhaPV_Tpx227905262A0_power element=line.Tpx227905262A0 terminal=1 mode=1 ppolar=no | New Monitor.linhaPV_Tpx227905262A0_power element=line.Tpx227905262A0 terminal=1 mode=1 ppolar=no
New Monitor.linhaPV_Tpx227917119A0_power | element=line.Tpx227917119A0 | terminal=1 mode=1 ppolar=no | New Monitor.linhaPV_Tpx227917119A0_power element=line.Tpx227917119A0 terminal=1 mode=1 ppolar=no | New Monitor.linhaPV_Tpx227917119A0_power element=line.Tpx227917119A0 terminal=1 mode=1 ppolar=no
New Monitor.linhaPV_Tpx227917122A0_power | element=line.Tpx227917122A0 | terminal=1 mode=1 ppolar=no | New Monitor.linhaPV_Tpx227917122A0_power element=line.Tpx227917122A0 terminal=1 mode=1 ppolar=no | New Monitor.linhaPV_Tpx227917122A0_power element=line.Tpx227917122A0 terminal=1 mode=1 ppolar=no
New Monitor.linhaPV_Tpx227917127C0_power | element=line.Tpx227917127C0 | terminal=1 mode=1 ppolar=no | New Monitor.linhaPV_Tpx227917127C0_power element=line.Tpx227917127C0 terminal=1 mode=1 ppolar=no | New Monitor.linhaPV_Tpx227917127C0_power element=line.Tpx227917127C0 terminal=1 mode=1 ppolar=no
New Monitor.linhaPV_Tpx227917130C0_power | element=line.Tpx227917130C0 | terminal=1 mode=1 ppolar=no | New Monitor.linhaPV_Tpx227917130C0_power element=line.Tpx227917130C0 terminal=1 mode=1 ppolar=no | New Monitor.linhaPV_Tpx227917130C0_power element=line.Tpx227917130C0 terminal=1 mode=1 ppolar=no
New Monitor.linhaPV_Tpx227917133C0_power | element=line.Tpx227917133C0 | terminal=1 mode=1 ppolar=no | New Monitor.linhaPV_Tpx227917133C0_power element=line.Tpx227917133C0 terminal=1 mode=1 ppolar=no | New Monitor.linhaPV_Tpx227917133C0_power element=line.Tpx227917133C0 terminal=1 mode=1 ppolar=no
New Monitor.linhaPV_Tpx227921416A0_power | element=line.Tpx227921416A0 | terminal=1 mode=1 ppolar=no | New Monitor.linhaPV_Tpx227921416A0_power element=line.Tpx227921416A0 terminal=1 mode=1 ppolar=no | New Monitor.linhaPV_Tpx227921416A0_power element=line.Tpx227921416A0 terminal=1 mode=1 ppolar=no
New Monitor.linhaPV_Tpx227921427A0_power | element=line.Tpx227921427A0 | terminal=1 mode=1 ppolar=no | New Monitor.linhaPV_Tpx227921427A0_power element=line.Tpx227921427A0 terminal=1 mode=1 ppolar=no | New Monitor.linhaPV_Tpx227921427A0_power element=line.Tpx227921427A0 terminal=1 mode=1 ppolar=no
New Monitor.linhaPV_Tpx227921427B0_power | element=line.Tpx227921427B0 | terminal=1 mode=1 ppolar=no | New Monitor.linhaPV_Tpx227921427B0_power element=line.Tpx227921427B0 terminal=1 mode=1 ppolar=no | New Monitor.linhaPV_Tpx227921427B0_power element=line.Tpx227921427B0 terminal=1 mode=1 ppolar=no
New Monitor.linhaPV_Tpx227921427C0_power | element=line.Tpx227921427C0 | terminal=1 mode=1 ppolar=no | New Monitor.linhaPV_Tpx227921427C0_power element=line.Tpx227921427C0 terminal=1 mode=1 ppolar=no | New Monitor.linhaPV_Tpx227921427C0_power element=line.Tpx227921427C0 terminal=1 mode=1 ppolar=no
New Monitor.linhaPV_Tpx227944551A0_power | element=line.Tpx227944551A0 | terminal=1 mode=1 ppolar=no | New Monitor.linhaPV_Tpx227944551A0_power element=line.Tpx227944551A0 terminal=1 mode=1 ppolar=no | New Monitor.linhaPV_Tpx227944551A0_power element=line.Tpx227944551A0 terminal=1 mode=1 ppolar=no
New Monitor.linhaPV_Tpx227944551B0_power | element=line.Tpx227944551B0 | terminal=1 mode=1 ppolar=no | New Monitor.linhaPV_Tpx227944551B0_power element=line.Tpx227944551B0 terminal=1 mode=1 ppolar=no | New Monitor.linhaPV_Tpx227944551B0_power element=line.Tpx227944551B0 terminal=1 mode=1 ppolar=no
New Monitor.linhaPV_Tpx227944551C0_power | element=line.Tpx227944551C0 | terminal=1 mode=1 ppolar=no | New Monitor.linhaPV_Tpx227944551C0_power element=line.Tpx227944551C0 terminal=1 mode=1 ppolar=no | New Monitor.linhaPV_Tpx227944551C0_power element=line.Tpx227944551C0 terminal=1 mode=1 ppolar=no
New Monitor.linhaPV_Tpx227989724B0_power | element=line.Tpx227989724B0 | terminal=1 mode=1 ppolar=no | New Monitor.linhaPV_Tpx227989724B0_power element=line.Tpx227989724B0 terminal=1 mode=1 ppolar=no | New Monitor.linhaPV_Tpx227989724B0_power element=line.Tpx227989724B0 terminal=1 mode=1 ppolar=no
New Monitor.linhaPV_Tpx228001810A0_power | element=line.Tpx228001810A0 | terminal=1 mode=1 ppolar=no | New Monitor.linhaPV_Tpx228001810A0_power element=line.Tpx228001810A0 terminal=1 mode=1 ppolar=no | New Monitor.linhaPV_Tpx228001810A0_power element=line.Tpx228001810A0 terminal=1 mode=1 ppolar=no
New Monitor.linhaPV_Tpx228057846A0_power | element=line.Tpx228057846A0 | terminal=1 mode=1 ppolar=no | New Monitor.linhaPV_Tpx228057846A0_power element=line.Tpx228057846A0 terminal=1 mode=1 ppolar=no | New Monitor.linhaPV_Tpx228057846A0_power element=line.Tpx228057846A0 terminal=1 mode=1 ppolar=no
New Monitor.linhaPV_Tpx228091193A0_power | element=line.Tpx228091193A0 | terminal=1 mode=1 ppolar=no | New Monitor.linhaPV_Tpx228091193A0_power element=line.Tpx228091193A0 terminal=1 mode=1 ppolar=no | New Monitor.linhaPV_Tpx228091193A0_power element=line.Tpx228091193A0 terminal=1 mode=1 ppolar=no
New Monitor.linhaPV_Tpx228091193B0_power | element=line.Tpx228091193B0 | terminal=1 mode=1 ppolar=no | New Monitor.linhaPV_Tpx228091193B0_power element=line.Tpx228091193B0 terminal=1 mode=1 ppolar=no | New Monitor.linhaPV_Tpx228091193B0_power element=line.Tpx228091193B0 terminal=1 mode=1 ppolar=no
New Monitor.linhaPV_Tpx228091193C0_power | element=line.Tpx228091193C0 | terminal=1 mode=1 ppolar=no | New Monitor.linhaPV_Tpx228091193C0_power element=line.Tpx228091193C0 terminal=1 mode=1 ppolar=no | New Monitor.linhaPV_Tpx228091193C0_power element=line.Tpx228091193C0 terminal=1 mode=1 ppolar=no
New Monitor.linhaPV_Tpx228219458B0_power | element=line.Tpx228219458B0 | terminal=1 mode=1 ppolar=no | New Monitor.linhaPV_Tpx228219458B0_power element=line.Tpx228219458B0 terminal=1 mode=1 ppolar=no | New Monitor.linhaPV_Tpx228219458B0_power element=line.Tpx228219458B0 terminal=1 mode=1 ppolar=no
New Monitor.linhaPV_Tpx228314460C0_power | element=line.Tpx228314460C0 | terminal=1 mode=1 ppolar=no | New Monitor.linhaPV_Tpx228314460C0_power element=line.Tpx228314460C0 terminal=1 mode=1 ppolar=no | New Monitor.linhaPV_Tpx228314460C0_power element=line.Tpx228314460C0 terminal=1 mode=1 ppolar=no
New Monitor.linhaPV_Tpx228445756C0_power | element=line.Tpx228445756C0 | terminal=1 mode=1 ppolar=no | New Monitor.linhaPV_Tpx228445756C0_power element=line.Tpx228445756C0 terminal=1 mode=1 ppolar=no | New Monitor.linhaPV_Tpx228445756C0_power element=line.Tpx228445756C0 terminal=1 mode=1 ppolar=no
New Monitor.linhaPV_Tpx228446184A0_power | element=line.Tpx228446184A0 | terminal=1 mode=1 ppolar=no | New Monitor.linhaPV_Tpx228446184A0_power element=line.Tpx228446184A0 terminal=1 mode=1 ppolar=no | New Monitor.linhaPV_Tpx228446184A0_power element=line.Tpx228446184A0 terminal=1 mode=1 ppolar=no
New Monitor.linhaPV_Tpx228532641A0_power | element=line.Tpx228532641A0 | terminal=1 mode=1 ppolar=no | New Monitor.linhaPV_Tpx228532641A0_power element=line.Tpx228532641A0 terminal=1 mode=1 ppolar=no | New Monitor.linhaPV_Tpx228532641A0_power element=line.Tpx228532641A0 terminal=1 mode=1 ppolar=no
New Monitor.linhaPV_Tpx228549643A0_power | element=line.Tpx228549643A0 | terminal=1 mode=1 ppolar=no | New Monitor.linhaPV_Tpx228549643A0_power element=line.Tpx228549643A0 terminal=1 mode=1 ppolar=no | New Monitor.linhaPV_Tpx228549643A0_power element=line.Tpx228549643A0 terminal=1 mode=1 ppolar=no
New Monitor.linhaPV_Tpx228580047B0_power | element=line.Tpx228580047B0 | terminal=1 mode=1 ppolar=no | New Monitor.linhaPV_Tpx228580047B0_power element=line.Tpx228580047B0 terminal=1 mode=1 ppolar=no | New Monitor.linhaPV_Tpx228580047B0_power element=line.Tpx228580047B0 terminal=1 mode=1 ppolar=no
New Monitor.linhaPV_Tpx228622562A0_power | element=line.Tpx228622562A0 | terminal=1 mode=1 ppolar=no | New Monitor.linhaPV_Tpx228622562A0_power element=line.Tpx228622562A0 terminal=1 mode=1 ppolar=no | New Monitor.linhaPV_Tpx228622562A0_power element=line.Tpx228622562A0 terminal=1 mode=1 ppolar=no
New Monitor.linhaPV_Tpx228665517C0_power | element=line.Tpx228665517C0 | terminal=1 mode=1 ppolar=no | New Monitor.linhaPV_Tpx228665517C0_power element=line.Tpx228665517C0 terminal=1 mode=1 ppolar=no | New Monitor.linhaPV_Tpx228665517C0_power element=line.Tpx228665517C0 terminal=1 mode=1 ppolar=no
New Monitor.linhaPV_Tpx229106135C0_power | element=line.Tpx229106135C0 | terminal=1 mode=1 ppolar=no | New Monitor.linhaPV_Tpx229106135C0_power element=line.Tpx229106135C0 terminal=1 mode=1 ppolar=no | New Monitor.linhaPV_Tpx229106135C0_power element=line.Tpx229106135C0 terminal=1 mode=1 ppolar=no
New Monitor.linhaPV_Tpx2212168866C0_power | element=line.Tpx2212168866C0 | terminal=1 mode=1 ppolar=no | New Monitor.linhaPV_Tpx2212168866C0_power element=line.Tpx2212168866C0 terminal=1 mode=1 ppolar=no | New Monitor.linhaPV_Tpx2212168866C0_power element=line.Tpx2212168866C0 terminal=1 mode=1 ppolar=no
New Monitor.linhaPV_Tpx2212168870C0_power | element=line.Tpx2212168870C0 | terminal=1 mode=1 ppolar=no | New Monitor.linhaPV_Tpx2212168870C0_power element=line.Tpx2212168870C0 terminal=1 mode=1 ppolar=no | New Monitor.linhaPV_Tpx2212168870C0_power element=line.Tpx2212168870C0 terminal=1 mode=1 ppolar=no
New Monitor.linhaPV_Tpx2212168874C0_power | element=line.Tpx2212168874C0 | terminal=1 mode=1 ppolar=no | New Monitor.linhaPV_Tpx2212168874C0_power element=line.Tpx2212168874C0 terminal=1 mode=1 ppolar=no | New Monitor.linhaPV_Tpx2212168874C0_power element=line.Tpx2212168874C0 terminal=1 mode=1 ppolar=no
New Monitor.linhaPV_Tpx2212168880C0_power | element=line.Tpx2212168880C0 | terminal=1 mode=1 ppolar=no | New Monitor.linhaPV_Tpx2212168880C0_power element=line.Tpx2212168880C0 terminal=1 mode=1 ppolar=no | New Monitor.linhaPV_Tpx2212168880C0_power element=line.Tpx2212168880C0 terminal=1 mode=1 ppolar=no
New Monitor.linhaPV_Tpx2212168887C0_power | element=line.Tpx2212168887C0 | terminal=1 mode=1 ppolar=no | New Monitor.linhaPV_Tpx2212168887C0_power element=line.Tpx2212168887C0 terminal=1 mode=1 ppolar=no | New Monitor.linhaPV_Tpx2212168887C0_power element=line.Tpx2212168887C0 terminal=1 mode=1 ppolar=no
New Monitor.linhaPV_Tpx2212371533C0_power | element=line.Tpx2212371533C0 | terminal=1 mode=1 ppolar=no | New Monitor.linhaPV_Tpx2212371533C0_power element=line.Tpx2212371533C0 terminal=1 mode=1 ppolar=no | New Monitor.linhaPV_Tpx2212371533C0_power element=line.Tpx2212371533C0 terminal=1 mode=1 ppolar=no
New Monitor.linhaPV_Tpx2223661373A0_power | element=line.Tpx2223661373A0 | terminal=1 mode=1 ppolar=no | New Monitor.linhaPV_Tpx2223661373A0_power element=line.Tpx2223661373A0 terminal=1 mode=1 ppolar=no | New Monitor.linhaPV_Tpx2223661373A0_power element=line.Tpx2223661373A0 terminal=1 mode=1 ppolar=no
New Monitor.linhaPV_Tpx2223664050B0_power | element=line.Tpx2223664050B0 | terminal=1 mode=1 ppolar=no | New Monitor.linhaPV_Tpx2223664050B0_power element=line.Tpx2223664050B0 terminal=1 mode=1 ppolar=no | New Monitor.linhaPV_Tpx2223664050B0_power element=line.Tpx2223664050B0 terminal=1 mode=1 ppolar=no
New Monitor.linhaPV_Tpx2223703238C0_power | element=line.Tpx2223703238C0 | terminal=1 mode=1 ppolar=no | New Monitor.linhaPV_Tpx2223703238C0_power element=line.Tpx2223703238C0 terminal=1 mode=1 ppolar=no | New Monitor.linhaPV_Tpx2223703238C0_power element=line.Tpx2223703238C0 terminal=1 mode=1 ppolar=no
New Monitor.linhaPV_Tpx2223878647B0_power | element=line.Tpx2223878647B0 | terminal=1 mode=1 ppolar=no | New Monitor.linhaPV_Tpx2223878647B0_power element=line.Tpx2223878647B0 terminal=1 mode=1 ppolar=no | New Monitor.linhaPV_Tpx2223878647B0_power element=line.Tpx2223878647B0 terminal=1 mode=1 ppolar=no
New Monitor.linhaPV_Tpx2224061203C0_power | element=line.Tpx2224061203C0 | terminal=1 mode=1 ppolar=no | New Monitor.linhaPV_Tpx2224061203C0_power element=line.Tpx2224061203C0 terminal=1 mode=1 ppolar=no | New Monitor.linhaPV_Tpx2224061203C0_power element=line.Tpx2224061203C0 terminal=1 mode=1 ppolar=no
New Monitor.linhaPV_Tpx2224179616C0_power | element=line.Tpx2224179616C0 | terminal=1 mode=1 ppolar=no | New Monitor.linhaPV_Tpx2224179616C0_power element=line.Tpx2224179616C0 terminal=1 mode=1 ppolar=no | New Monitor.linhaPV_Tpx2224179616C0_power element=line.Tpx2224179616C0 terminal=1 mode=1 ppolar=no
New Monitor.linhaPV_Tpx2224192013A0_power | element=line.Tpx2224192013A0 | terminal=1 mode=1 ppolar=no | New Monitor.linhaPV_Tpx2224192013A0_power element=line.Tpx2224192013A0 terminal=1 mode=1 ppolar=no | New Monitor.linhaPV_Tpx2224192013A0_power element=line.Tpx2224192013A0 terminal=1 mode=1 ppolar=no
New Monitor.linhaPV_Tpx2224230615C0_power | element=line.Tpx2224230615C0 | terminal=1 mode=1 ppolar=no | New Monitor.linhaPV_Tpx2224230615C0_power element=line.Tpx2224230615C0 terminal=1 mode=1 ppolar=no | New Monitor.linhaPV_Tpx2224230615C0_power element=line.Tpx2224230615C0 terminal=1 mode=1 ppolar=no
New Monitor.linhaPV_Tpx2224230651C0_power | element=line.Tpx2224230651C0 | terminal=1 mode=1 ppolar=no | New Monitor.linhaPV_Tpx2224230651C0_power element=line.Tpx2224230651C0 terminal=1 mode=1 ppolar=no | New Monitor.linhaPV_Tpx2224230651C0_power element=line.Tpx2224230651C0 terminal=1 mode=1 ppolar=no
New Monitor.linhaPV_Tpx2224230689C0_power | element=line.Tpx2224230689C0 | terminal=1 mode=1 ppolar=no | New Monitor.linhaPV_Tpx2224230689C0_power element=line.Tpx2224230689C0 terminal=1 mode=1 ppolar=no | New Monitor.linhaPV_Tpx2224230689C0_power element=line.Tpx2224230689C0 terminal=1 mode=1 ppolar=no
New Monitor.linhaPV_Tpx2224230754C0_power | element=line.Tpx2224230754C0 | terminal=1 mode=1 ppolar=no | New Monitor.linhaPV_Tpx2224230754C0_power element=line.Tpx2224230754C0 terminal=1 mode=1 ppolar=no | New Monitor.linhaPV_Tpx2224230754C0_power element=line.Tpx2224230754C0 terminal=1 mode=1 ppolar=no
New Monitor.linhaPV_Tpx2224237380A0_power | element=line.Tpx2224237380A0 | terminal=1 mode=1 ppolar=no | New Monitor.linhaPV_Tpx2224237380A0_power element=line.Tpx2224237380A0 terminal=1 mode=1 ppolar=no | New Monitor.linhaPV_Tpx2224237380A0_power element=line.Tpx2224237380A0 terminal=1 mode=1 ppolar=no
New Monitor.linhaPV_Tpx2224237384A0_power | element=line.Tpx2224237384A0 | terminal=1 mode=1 ppolar=no | New Monitor.linhaPV_Tpx2224237384A0_power element=line.Tpx2224237384A0 terminal=1 mode=1 ppolar=no | New Monitor.linhaPV_Tpx2224237384A0_power element=line.Tpx2224237384A0 terminal=1 mode=1 ppolar=no
New Monitor.linhaPV_Tpx2224237391A0_power | element=line.Tpx2224237391A0 | terminal=1 mode=1 ppolar=no | New Monitor.linhaPV_Tpx2224237391A0_power element=line.Tpx2224237391A0 terminal=1 mode=1 ppolar=no | New Monitor.linhaPV_Tpx2224237391A0_power element=line.Tpx2224237391A0 terminal=1 mode=1 ppolar=no
New Monitor.linhaPV_Tpx2224237546A0_power | element=line.Tpx2224237546A0 | terminal=1 mode=1 ppolar=no | New Monitor.linhaPV_Tpx2224237546A0_power element=line.Tpx2224237546A0 terminal=1 mode=1 ppolar=no | New Monitor.linhaPV_Tpx2224237546A0_power element=line.Tpx2224237546A0 terminal=1 mode=1 ppolar=no
New Monitor.linhaPV_Tpx2224237643A0_power | element=line.Tpx2224237643A0 | terminal=1 mode=1 ppolar=no | New Monitor.linhaPV_Tpx2224237643A0_power element=line.Tpx2224237643A0 terminal=1 mode=1 ppolar=no | New Monitor.linhaPV_Tpx2224237643A0_power element=line.Tpx2224237643A0 terminal=1 mode=1 ppolar=no
New Monitor.linhaPV_Tpx2224237653A0_power | element=line.Tpx2224237653A0 | terminal=1 mode=1 ppolar=no | New Monitor.linhaPV_Tpx2224237653A0_power element=line.Tpx2224237653A0 terminal=1 mode=1 ppolar=no | New Monitor.linhaPV_Tpx2224237653A0_power element=line.Tpx2224237653A0 terminal=1 mode=1 ppolar=no
New Monitor.linhaPV_Tpx2224237713A0_power | element=line.Tpx2224237713A0 | terminal=1 mode=1 ppolar=no | New Monitor.linhaPV_Tpx2224237713A0_power element=line.Tpx2224237713A0 terminal=1 mode=1 ppolar=no | New Monitor.linhaPV_Tpx2224237713A0_power element=line.Tpx2224237713A0 terminal=1 mode=1 ppolar=no
New Monitor.linhaPV_Tpx2224237718A0_power | element=line.Tpx2224237718A0 | terminal=1 mode=1 ppolar=no | New Monitor.linhaPV_Tpx2224237718A0_power element=line.Tpx2224237718A0 terminal=1 mode=1 ppolar=no | New Monitor.linhaPV_Tpx2224237718A0_power element=line.Tpx2224237718A0 terminal=1 mode=1 ppolar=no
New Monitor.linhaPV_Tpx2224238167A0_power | element=line.Tpx2224238167A0 | terminal=1 mode=1 ppolar=no | New Monitor.linhaPV_Tpx2224238167A0_power element=line.Tpx2224238167A0 terminal=1 mode=1 ppolar=no | New Monitor.linhaPV_Tpx2224238167A0_power element=line.Tpx2224238167A0 terminal=1 mode=1 ppolar=no
New Monitor.linhaPV_Tpx2224386592A0_power | element=line.Tpx2224386592A0 | terminal=1 mode=1 ppolar=no | New Monitor.linhaPV_Tpx2224386592A0_power element=line.Tpx2224386592A0 terminal=1 mode=1 ppolar=no | New Monitor.linhaPV_Tpx2224386592A0_power element=line.Tpx2224386592A0 terminal=1 mode=1 ppolar=no
New Monitor.linhaPV_Tpx2224386617A0_power | element=line.Tpx2224386617A0 | terminal=1 mode=1 ppolar=no | New Monitor.linhaPV_Tpx2224386617A0_power element=line.Tpx2224386617A0 terminal=1 mode=1 ppolar=no | New Monitor.linhaPV_Tpx2224386617A0_power element=line.Tpx2224386617A0 terminal=1 mode=1 ppolar=no
New Monitor.linhaPV_Tpx2224386750A0_power | element=line.Tpx2224386750A0 | terminal=1 mode=1 ppolar=no | New Monitor.linhaPV_Tpx2224386750A0_power element=line.Tpx2224386750A0 terminal=1 mode=1 ppolar=no | New Monitor.linhaPV_Tpx2224386750A0_power element=line.Tpx2224386750A0 terminal=1 mode=1 ppolar=no
New Monitor.linhaPV_Tpx2224386815A0_power | element=line.Tpx2224386815A0 | terminal=1 mode=1 ppolar=no | New Monitor.linhaPV_Tpx2224386815A0_power element=line.Tpx2224386815A0 terminal=1 mode=1 ppolar=no | New Monitor.linhaPV_Tpx2224386815A0_power element=line.Tpx2224386815A0 terminal=1 mode=1 ppolar=no
New Monitor.linhaPV_Tpx2224386842A0_power | element=line.Tpx2224386842A0 | terminal=1 mode=1 ppolar=no | New Monitor.linhaPV_Tpx2224386842A0_power element=line.Tpx2224386842A0 terminal=1 mode=1 ppolar=no | New Monitor.linhaPV_Tpx2224386842A0_power element=line.Tpx2224386842A0 terminal=1 mode=1 ppolar=no
New Monitor.linhaPV_Tpx2224386863A0_power | element=line.Tpx2224386863A0 | terminal=1 mode=1 ppolar=no | New Monitor.linhaPV_Tpx2224386863A0_power element=line.Tpx2224386863A0 terminal=1 mode=1 ppolar=no | New Monitor.linhaPV_Tpx2224386863A0_power element=line.Tpx2224386863A0 terminal=1 mode=1 ppolar=no
New Monitor.linhaPV_Tpx2224386874A0_power | element=line.Tpx2224386874A0 | terminal=1 mode=1 ppolar=no | New Monitor.linhaPV_Tpx2224386874A0_power element=line.Tpx2224386874A0 terminal=1 mode=1 ppolar=no | New Monitor.linhaPV_Tpx2224386874A0_power element=line.Tpx2224386874A0 terminal=1 mode=1 ppolar=no
New Monitor.linhaPV_Tpx2224386889A0_power | element=line.Tpx2224386889A0 | terminal=1 mode=1 ppolar=no | New Monitor.linhaPV_Tpx2224386889A0_power element=line.Tpx2224386889A0 terminal=1 mode=1 ppolar=no | New Monitor.linhaPV_Tpx2224386889A0_power element=line.Tpx2224386889A0 terminal=1 mode=1 ppolar=no
New Monitor.linhaPV_Tpx2224386946A0_power | element=line.Tpx2224386946A0 | terminal=1 mode=1 ppolar=no | New Monitor.linhaPV_Tpx2224386946A0_power element=line.Tpx2224386946A0 terminal=1 mode=1 ppolar=no | New Monitor.linhaPV_Tpx2224386946A0_power element=line.Tpx2224386946A0 terminal=1 mode=1 ppolar=no
New Monitor.linhaPV_Tpx2224387019A0_power | element=line.Tpx2224387019A0 | terminal=1 mode=1 ppolar=no | New Monitor.linhaPV_Tpx2224387019A0_power element=line.Tpx2224387019A0 terminal=1 mode=1 ppolar=no | New Monitor.linhaPV_Tpx2224387019A0_power element=line.Tpx2224387019A0 terminal=1 mode=1 ppolar=no
New Monitor.linhaPV_Tpx2224387053A0_power | element=line.Tpx2224387053A0 | terminal=1 mode=1 ppolar=no | New Monitor.linhaPV_Tpx2224387053A0_power element=line.Tpx2224387053A0 terminal=1 mode=1 ppolar=no | New Monitor.linhaPV_Tpx2224387053A0_power element=line.Tpx2224387053A0 terminal=1 mode=1 ppolar=no
New Monitor.linhaPV_Tpx2224387062A0_power | element=line.Tpx2224387062A0 | terminal=1 mode=1 ppolar=no | New Monitor.linhaPV_Tpx2224387062A0_power element=line.Tpx2224387062A0 terminal=1 mode=1 ppolar=no | New Monitor.linhaPV_Tpx2224387062A0_power element=line.Tpx2224387062A0 terminal=1 mode=1 ppolar=no
New Monitor.linhaPV_Tpx2224387074A0_power | element=line.Tpx2224387074A0 | terminal=1 mode=1 ppolar=no | New Monitor.linhaPV_Tpx2224387074A0_power element=line.Tpx2224387074A0 terminal=1 mode=1 ppolar=no | New Monitor.linhaPV_Tpx2224387074A0_power element=line.Tpx2224387074A0 terminal=1 mode=1 ppolar=no
New Monitor.linhaPV_Tpx2224387113A0_power | element=line.Tpx2224387113A0 | terminal=1 mode=1 ppolar=no | New Monitor.linhaPV_Tpx2224387113A0_power element=line.Tpx2224387113A0 terminal=1 mode=1 ppolar=no | New Monitor.linhaPV_Tpx2224387113A0_power element=line.Tpx2224387113A0 terminal=1 mode=1 ppolar=no
New Monitor.linhaPV_Tpx2224387138A0_power | element=line.Tpx2224387138A0 | terminal=1 mode=1 ppolar=no | New Monitor.linhaPV_Tpx2224387138A0_power element=line.Tpx2224387138A0 terminal=1 mode=1 ppolar=no | New Monitor.linhaPV_Tpx2224387138A0_power element=line.Tpx2224387138A0 terminal=1 mode=1 ppolar=no
New Monitor.linhaPV_Tpx2224490448C0_power | element=line.Tpx2224490448C0 | terminal=1 mode=1 ppolar=no | New Monitor.linhaPV_Tpx2224490448C0_power element=line.Tpx2224490448C0 terminal=1 mode=1 ppolar=no | New Monitor.linhaPV_Tpx2224490448C0_power element=line.Tpx2224490448C0 terminal=1 mode=1 ppolar=no
New Monitor.linhaPV_Tpx2224500658A0_power | element=line.Tpx2224500658A0 | terminal=1 mode=1 ppolar=no | New Monitor.linhaPV_Tpx2224500658A0_power element=line.Tpx2224500658A0 terminal=1 mode=1 ppolar=no | New Monitor.linhaPV_Tpx2224500658A0_power element=line.Tpx2224500658A0 terminal=1 mode=1 ppolar=no

## Generator2
New Generator.PV339016B0a | phases=1 | Bus1=SX3235273B.1 | kV=.120 | kW=8.64 | pf=1 | Model=1 | Conn=wye | daily=LoadShape_PV1 | New Generator.PV339016B0a phases=1 Bus1=SX3235273B.1 kV=.120 kW=8.64 pf=1 Model=1 Conn=wye daily=LoadShape_PV1 | New Generator.PV339016B0a phases=1 Bus1=SX3235273B.1 kV=.120 kW=8.64 pf=1 Model=1 Conn=wye daily=LoadShape_PV1
New Generator.PV355943C0b | phases=1 | Bus1=SX2785529C.2 | kV=.120 | kW=8.64 | pf=1 | Model=1 | Conn=wye | daily=LoadShape_PV1 | New Generator.PV355943C0b phases=1 Bus1=SX2785529C.2 kV=.120 kW=8.64 pf=1 Model=1 Conn=wye daily=LoadShape_PV1 | New Generator.PV355943C0b phases=1 Bus1=SX2785529C.2 kV=.120 kW=8.64 pf=1 Model=1 Conn=wye daily=LoadShape_PV1
New Generator.PV338978C0b | phases=1 | Bus1=SX2766738C.2 | kV=.120 | kW=8.64 | pf=1 | Model=1 | Conn=wye | daily=LoadShape_PV1 | New Generator.PV338978C0b phases=1 Bus1=SX2766738C.2 kV=.120 kW=8.64 pf=1 Model=1 Conn=wye daily=LoadShape_PV1 | New Generator.PV338978C0b phases=1 Bus1=SX2766738C.2 kV=.120 kW=8.64 pf=1 Model=1 Conn=wye daily=LoadShape_PV1
New Generator.PV227944551C0b | phases=1 | Bus1=SX3234149C.2 | kV=.120 | kW=8.64 | pf=1 | Model=1 | Conn=wye | daily=LoadShape_PV1 | New Generator.PV227944551C0b phases=1 Bus1=SX3234149C.2 kV=.120 kW=8.64 pf=1 Model=1 Conn=wye daily=LoadShape_PV1 | New Generator.PV227944551C0b phases=1 Bus1=SX3234149C.2 kV=.120 kW=8.64 pf=1 Model=1 Conn=wye daily=LoadShape_PV1
New Generator.PV2224386946A0b | phases=1 | Bus1=SX3728037A.2 | kV=.120 | kW=8.64 | pf=1 | Model=1 | Conn=wye | daily=LoadShape_PV1 | New Generator.PV2224386946A0b phases=1 Bus1=SX3728037A.2 kV=.120 kW=8.64 pf=1 Model=1 Conn=wye daily=LoadShape_PV1 | New Generator.PV2224386946A0b phases=1 Bus1=SX3728037A.2 kV=.120 kW=8.64 pf=1 Model=1 Conn=wye daily=LoadShape_PV1
New Generator.PV251859C0b | phases=1 | Bus1=SX2952007C.2 | kV=.120 | kW=8.64 | pf=1 | Model=1 | Conn=wye | daily=LoadShape_PV1 | New Generator.PV251859C0b phases=1 Bus1=SX2952007C.2 kV=.120 kW=8.64 pf=1 Model=1 Conn=wye daily=LoadShape_PV1 | New Generator.PV251859C0b phases=1 Bus1=SX2952007C.2 kV=.120 kW=8.64 pf=1 Model=1 Conn=wye daily=LoadShape_PV1
New Generator.PV2126875B0b | phases=1 | Bus1=SX3066811B.2 | kV=.120 | kW=8.64 | pf=1 | Model=1 | Conn=wye | daily=LoadShape_PV1 | New Generator.PV2126875B0b phases=1 Bus1=SX3066811B.2 kV=.120 kW=8.64 pf=1 Model=1 Conn=wye daily=LoadShape_PV1 | New Generator.PV2126875B0b phases=1 Bus1=SX3066811B.2 kV=.120 kW=8.64 pf=1 Model=1 Conn=wye daily=LoadShape_PV1
New Generator.PV138717C0b | phases=1 | Bus1=SX3254220C.2 | kV=.120 | kW=8.64 | pf=1 | Model=1 | Conn=wye | daily=LoadShape_PV1 | New Generator.PV138717C0b phases=1 Bus1=SX3254220C.2 kV=.120 kW=8.64 pf=1 Model=1 Conn=wye daily=LoadShape_PV1 | New Generator.PV138717C0b phases=1 Bus1=SX3254220C.2 kV=.120 kW=8.64 pf=1 Model=1 Conn=wye daily=LoadShape_PV1
New Generator.PV227411650C0a | phases=1 | Bus1=SX2937757C.1 | kV=.120 | kW=8.64 | pf=1 | Model=1 | Conn=wye | daily=LoadShape_PV1 | New Generator.PV227411650C0a phases=1 Bus1=SX2937757C.1 kV=.120 kW=8.64 pf=1 Model=1 Conn=wye daily=LoadShape_PV1 | New Generator.PV227411650C0a phases=1 Bus1=SX2937757C.1 kV=.120 kW=8.64 pf=1 Model=1 Conn=wye daily=LoadShape_PV1
New Generator.PV21399752A0a | phases=1 | Bus1=SX2785546A.1 | kV=.120 | kW=8.64 | pf=1 | Model=1 | Conn=wye | daily=LoadShape_PV1 | New Generator.PV21399752A0a phases=1 Bus1=SX2785546A.1 kV=.120 kW=8.64 pf=1 Model=1 Conn=wye daily=LoadShape_PV1 | New Generator.PV21399752A0a phases=1 Bus1=SX2785546A.1 kV=.120 kW=8.64 pf=1 Model=1 Conn=wye daily=LoadShape_PV1
New Generator.PV356795C0b | phases=1 | Bus1=SX2842330C.2 | kV=.120 | kW=8.64 | pf=1 | Model=1 | Conn=wye | daily=LoadShape_PV1 | New Generator.PV356795C0b phases=1 Bus1=SX2842330C.2 kV=.120 kW=8.64 pf=1 Model=1 Conn=wye daily=LoadShape_PV1 | New Generator.PV356795C0b phases=1 Bus1=SX2842330C.2 kV=.120 kW=8.64 pf=1 Model=1 Conn=wye daily=LoadShape_PV1
New Generator.PV227896008C0b | phases=1 | Bus1=SX3177881C.2 | kV=.120 | kW=8.64 | pf=1 | Model=1 | Conn=wye | daily=LoadShape_PV1 | New Generator.PV227896008C0b phases=1 Bus1=SX3177881C.2 kV=.120 kW=8.64 pf=1 Model=1 Conn=wye daily=LoadShape_PV1 | New Generator.PV227896008C0b phases=1 Bus1=SX3177881C.2 kV=.120 kW=8.64 pf=1 Model=1 Conn=wye daily=LoadShape_PV1
New Generator.PV226194826A0a | phases=1 | Bus1=SX3232902A.1 | kV=.120 | kW=8.64 | pf=1 | Model=1 | Conn=wye | daily=LoadShape_PV1 | New Generator.PV226194826A0a phases=1 Bus1=SX3232902A.1 kV=.120 kW=8.64 pf=1 Model=1 Conn=wye daily=LoadShape_PV1 | New Generator.PV226194826A0a phases=1 Bus1=SX3232902A.1 kV=.120 kW=8.64 pf=1 Model=1 Conn=wye daily=LoadShape_PV1
New Generator.PV337659C0b | phases=1 | Bus1=SX3066810C.2 | kV=.120 | kW=8.64 | pf=1 | Model=1 | Conn=wye | daily=LoadShape_PV1 | New Generator.PV337659C0b phases=1 Bus1=SX3066810C.2 kV=.120 kW=8.64 pf=1 Model=1 Conn=wye daily=LoadShape_PV1 | New Generator.PV337659C0b phases=1 Bus1=SX3066810C.2 kV=.120 kW=8.64 pf=1 Model=1 Conn=wye daily=LoadShape_PV1
New Generator.PV293518B0b | phases=1 | Bus1=SX2897780B.2 | kV=.120 | kW=8.64 | pf=1 | Model=1 | Conn=wye | daily=LoadShape_PV1 | New Generator.PV293518B0b phases=1 Bus1=SX2897780B.2 kV=.120 kW=8.64 pf=1 Model=1 Conn=wye daily=LoadShape_PV1 | New Generator.PV293518B0b phases=1 Bus1=SX2897780B.2 kV=.120 kW=8.64 pf=1 Model=1 Conn=wye daily=LoadShape_PV1
New Generator.PV391737B0a | phases=1 | Bus1=SX2804247B.1 | kV=.120 | kW=8.64 | pf=1 | Model=1 | Conn=wye | daily=LoadShape_PV1 | New Generator.PV391737B0a phases=1 Bus1=SX2804247B.1 kV=.120 kW=8.64 pf=1 Model=1 Conn=wye daily=LoadShape_PV1 | New Generator.PV391737B0a phases=1 Bus1=SX2804247B.1 kV=.120 kW=8.64 pf=1 Model=1 Conn=wye daily=LoadShape_PV1
New Generator.PV2149184C0b | phases=1 | Bus1=SX3141395C.2 | kV=.120 | kW=8.64 | pf=1 | Model=1 | Conn=wye | daily=LoadShape_PV1 | New Generator.PV2149184C0b phases=1 Bus1=SX3141395C.2 kV=.120 kW=8.64 pf=1 Model=1 Conn=wye daily=LoadShape_PV1 | New Generator.PV2149184C0b phases=1 Bus1=SX3141395C.2 kV=.120 kW=8.64 pf=1 Model=1 Conn=wye daily=LoadShape_PV1
New Generator.PV293644A0b | phases=1 | Bus1=SX2729429A.2 | kV=.120 | kW=8.64 | pf=1 | Model=1 | Conn=wye | daily=LoadShape_PV1 | New Generator.PV293644A0b phases=1 Bus1=SX2729429A.2 kV=.120 kW=8.64 pf=1 Model=1 Conn=wye daily=LoadShape_PV1 | New Generator.PV293644A0b phases=1 Bus1=SX2729429A.2 kV=.120 kW=8.64 pf=1 Model=1 Conn=wye daily=LoadShape_PV1
New Generator.PV338927A0a | phases=1 | Bus1=SX2972930A.1 | kV=.120 | kW=8.64 | pf=1 | Model=1 | Conn=wye | daily=LoadShape_PV1 | New Generator.PV338927A0a phases=1 Bus1=SX2972930A.1 kV=.120 kW=8.64 pf=1 Model=1 Conn=wye daily=LoadShape_PV1 | New Generator.PV338927A0a phases=1 Bus1=SX2972930A.1 kV=.120 kW=8.64 pf=1 Model=1 Conn=wye daily=LoadShape_PV1
New Generator.PV2224230615C0b | phases=1 | Bus1=SX3645809C.2 | kV=.120 | kW=8.64 | pf=1 | Model=1 | Conn=wye | daily=LoadShape_PV1 | New Generator.PV2224230615C0b phases=1 Bus1=SX3645809C.2 kV=.120 kW=8.64 pf=1 Model=1 Conn=wye daily=LoadShape_PV1 | New Generator.PV2224230615C0b phases=1 Bus1=SX3645809C.2 kV=.120 kW=8.64 pf=1 Model=1 Conn=wye daily=LoadShape_PV1
New Generator.PV321886C0b | phases=1 | Bus1=SX2766746C.2 | kV=.120 | kW=8.64 | pf=1 | Model=1 | Conn=wye | daily=LoadShape_PV1 | New Generator.PV321886C0b phases=1 Bus1=SX2766746C.2 kV=.120 kW=8.64 pf=1 Model=1 Conn=wye daily=LoadShape_PV1 | New Generator.PV321886C0b phases=1 Bus1=SX2766746C.2 kV=.120 kW=8.64 pf=1 Model=1 Conn=wye daily=LoadShape_PV1
New Generator.PV391747B0b | phases=1 | Bus1=SX2822859B.2 | kV=.120 | kW=8.64 | pf=1 | Model=1 | Conn=wye | daily=LoadShape_PV1 | New Generator.PV391747B0b phases=1 Bus1=SX2822859B.2 kV=.120 kW=8.64 pf=1 Model=1 Conn=wye daily=LoadShape_PV1 | New Generator.PV391747B0b phases=1 Bus1=SX2822859B.2 kV=.120 kW=8.64 pf=1 Model=1 Conn=wye daily=LoadShape_PV1
New Generator.PV21396606C0b | phases=1 | Bus1=SX2785525C.2 | kV=.120 | kW=8.64 | pf=1 | Model=1 | Conn=wye | daily=LoadShape_PV1 | New Generator.PV21396606C0b phases=1 Bus1=SX2785525C.2 kV=.120 kW=8.64 pf=1 Model=1 Conn=wye daily=LoadShape_PV1 | New Generator.PV21396606C0b phases=1 Bus1=SX2785525C.2 kV=.120 kW=8.64 pf=1 Model=1 Conn=wye daily=LoadShape_PV1
New Generator.PV337647A0b | phases=1 | Bus1=SX3048227A.2 | kV=.120 | kW=8.64 | pf=1 | Model=1 | Conn=wye | daily=LoadShape_PV1 | New Generator.PV337647A0b phases=1 Bus1=SX3048227A.2 kV=.120 kW=8.64 pf=1 Model=1 Conn=wye daily=LoadShape_PV1 | New Generator.PV337647A0b phases=1 Bus1=SX3048227A.2 kV=.120 kW=8.64 pf=1 Model=1 Conn=wye daily=LoadShape_PV1
New Generator.PV21396699B0b | phases=1 | Bus1=SX2860483B.2 | kV=.120 | kW=8.64 | pf=1 | Model=1 | Conn=wye | daily=LoadShape_PV1 | New Generator.PV21396699B0b phases=1 Bus1=SX2860483B.2 kV=.120 kW=8.64 pf=1 Model=1 Conn=wye daily=LoadShape_PV1 | New Generator.PV21396699B0b phases=1 Bus1=SX2860483B.2 kV=.120 kW=8.64 pf=1 Model=1 Conn=wye daily=LoadShape_PV1
New Generator.PV293655C0a | phases=1 | Bus1=SX2729414C.1 | kV=.120 | kW=8.64 | pf=1 | Model=1 | Conn=wye | daily=LoadShape_PV1 | New Generator.PV293655C0a phases=1 Bus1=SX2729414C.1 kV=.120 kW=8.64 pf=1 Model=1 Conn=wye daily=LoadShape_PV1 | New Generator.PV293655C0a phases=1 Bus1=SX2729414C.1 kV=.120 kW=8.64 pf=1 Model=1 Conn=wye daily=LoadShape_PV1
New Generator.PV21467859B0a | phases=1 | Bus1=SX2916625B.1 | kV=.120 | kW=8.64 | pf=1 | Model=1 | Conn=wye | daily=LoadShape_PV1 | New Generator.PV21467859B0a phases=1 Bus1=SX2916625B.1 kV=.120 kW=8.64 pf=1 Model=1 Conn=wye daily=LoadShape_PV1 | New Generator.PV21467859B0a phases=1 Bus1=SX2916625B.1 kV=.120 kW=8.64 pf=1 Model=1 Conn=wye daily=LoadShape_PV1
New Generator.PV227921427C0b | phases=1 | Bus1=SX2915542C.2 | kV=.120 | kW=8.64 | pf=1 | Model=1 | Conn=wye | daily=LoadShape_PV1 | New Generator.PV227921427C0b phases=1 Bus1=SX2915542C.2 kV=.120 kW=8.64 pf=1 Model=1 Conn=wye daily=LoadShape_PV1 | New Generator.PV227921427C0b phases=1 Bus1=SX2915542C.2 kV=.120 kW=8.64 pf=1 Model=1 Conn=wye daily=LoadShape_PV1
New Generator.PV21015829A0b | phases=1 | Bus1=SX2822861A.2 | kV=.120 | kW=8.64 | pf=1 | Model=1 | Conn=wye | daily=LoadShape_PV1 | New Generator.PV21015829A0b phases=1 Bus1=SX2822861A.2 kV=.120 kW=8.64 pf=1 Model=1 Conn=wye daily=LoadShape_PV1 | New Generator.PV21015829A0b phases=1 Bus1=SX2822861A.2 kV=.120 kW=8.64 pf=1 Model=1 Conn=wye daily=LoadShape_PV1
New Generator.PV321884C0a | phases=1 | Bus1=SX2710515C.1 | kV=.120 | kW=8.64 | pf=1 | Model=1 | Conn=wye | daily=LoadShape_PV1 | New Generator.PV321884C0a phases=1 Bus1=SX2710515C.1 kV=.120 kW=8.64 pf=1 Model=1 Conn=wye daily=LoadShape_PV1 | New Generator.PV321884C0a phases=1 Bus1=SX2710515C.1 kV=.120 kW=8.64 pf=1 Model=1 Conn=wye daily=LoadShape_PV1
New Generator.PV275247B0b | phases=1 | Bus1=SX2786273B.2 | kV=.120 | kW=8.64 | pf=1 | Model=1 | Conn=wye | daily=LoadShape_PV1 | New Generator.PV275247B0b phases=1 Bus1=SX2786273B.2 kV=.120 kW=8.64 pf=1 Model=1 Conn=wye daily=LoadShape_PV1 | New Generator.PV275247B0b phases=1 Bus1=SX2786273B.2 kV=.120 kW=8.64 pf=1 Model=1 Conn=wye daily=LoadShape_PV1
New Generator.PV355433C0b | phases=1 | Bus1=SX2991933C.2 | kV=.120 | kW=8.64 | pf=1 | Model=1 | Conn=wye | daily=LoadShape_PV1 | New Generator.PV355433C0b phases=1 Bus1=SX2991933C.2 kV=.120 kW=8.64 pf=1 Model=1 Conn=wye daily=LoadShape_PV1 | New Generator.PV355433C0b phases=1 Bus1=SX2991933C.2 kV=.120 kW=8.64 pf=1 Model=1 Conn=wye daily=LoadShape_PV1
New Generator.PV21383494B0b | phases=1 | Bus1=SX2954361B.2 | kV=.120 | kW=8.64 | pf=1 | Model=1 | Conn=wye | daily=LoadShape_PV1 | New Generator.PV21383494B0b phases=1 Bus1=SX2954361B.2 kV=.120 kW=8.64 pf=1 Model=1 Conn=wye daily=LoadShape_PV1 | New Generator.PV21383494B0b phases=1 Bus1=SX2954361B.2 kV=.120 kW=8.64 pf=1 Model=1 Conn=wye daily=LoadShape_PV1
New Generator.PV391994A0a | phases=1 | Bus1=SX3066821A.1 | kV=.120 | kW=8.64 | pf=1 | Model=1 | Conn=wye | daily=LoadShape_PV1 | New Generator.PV391994A0a phases=1 Bus1=SX3066821A.1 kV=.120 kW=8.64 pf=1 Model=1 Conn=wye daily=LoadShape_PV1 | New Generator.PV391994A0a phases=1 Bus1=SX3066821A.1 kV=.120 kW=8.64 pf=1 Model=1 Conn=wye daily=LoadShape_PV1
New Generator.PV226194421C0a | phases=1 | Bus1=SX3214069C.1 | kV=.120 | kW=8.64 | pf=1 | Model=1 | Conn=wye | daily=LoadShape_PV1 | New Generator.PV226194421C0a phases=1 Bus1=SX3214069C.1 kV=.120 kW=8.64 pf=1 Model=1 Conn=wye daily=LoadShape_PV1 | New Generator.PV226194421C0a phases=1 Bus1=SX3214069C.1 kV=.120 kW=8.64 pf=1 Model=1 Conn=wye daily=LoadShape_PV1
New Generator.PV355605B0b | phases=1 | Bus1=SX2729409B.2 | kV=.120 | kW=8.64 | pf=1 | Model=1 | Conn=wye | daily=LoadShape_PV1 | New Generator.PV355605B0b phases=1 Bus1=SX2729409B.2 kV=.120 kW=8.64 pf=1 Model=1 Conn=wye daily=LoadShape_PV1 | New Generator.PV355605B0b phases=1 Bus1=SX2729409B.2 kV=.120 kW=8.64 pf=1 Model=1 Conn=wye daily=LoadShape_PV1
New Generator.PV337707B0b | phases=1 | Bus1=SX3160104B.2 | kV=.120 | kW=8.64 | pf=1 | Model=1 | Conn=wye | daily=LoadShape_PV1 | New Generator.PV337707B0b phases=1 Bus1=SX3160104B.2 kV=.120 kW=8.64 pf=1 Model=1 Conn=wye daily=LoadShape_PV1 | New Generator.PV337707B0b phases=1 Bus1=SX3160104B.2 kV=.120 kW=8.64 pf=1 Model=1 Conn=wye daily=LoadShape_PV1
New Generator.PV138649A0a | phases=1 | Bus1=SX3048206A.1 | kV=.120 | kW=8.64 | pf=1 | Model=1 | Conn=wye | daily=LoadShape_PV1 | New Generator.PV138649A0a phases=1 Bus1=SX3048206A.1 kV=.120 kW=8.64 pf=1 Model=1 Conn=wye daily=LoadShape_PV1 | New Generator.PV138649A0a phases=1 Bus1=SX3048206A.1 kV=.120 kW=8.64 pf=1 Model=1 Conn=wye daily=LoadShape_PV1
New Generator.PV20107693B0b | phases=1 | Bus1=SX3160868B.2 | kV=.120 | kW=8.64 | pf=1 | Model=1 | Conn=wye | daily=LoadShape_PV1 | New Generator.PV20107693B0b phases=1 Bus1=SX3160868B.2 kV=.120 kW=8.64 pf=1 Model=1 Conn=wye daily=LoadShape_PV1 | New Generator.PV20107693B0b phases=1 Bus1=SX3160868B.2 kV=.120 kW=8.64 pf=1 Model=1 Conn=wye daily=LoadShape_PV1
New Generator.PV21474587C0b | phases=1 | Bus1=SX3104155C.2 | kV=.120 | kW=8.64 | pf=1 | Model=1 | Conn=wye | daily=LoadShape_PV1 | New Generator.PV21474587C0b phases=1 Bus1=SX3104155C.2 kV=.120 kW=8.64 pf=1 Model=1 Conn=wye daily=LoadShape_PV1 | New Generator.PV21474587C0b phases=1 Bus1=SX3104155C.2 kV=.120 kW=8.64 pf=1 Model=1 Conn=wye daily=LoadShape_PV1
New Generator.PV391992A0a | phases=1 | Bus1=SX3029500A.1 | kV=.120 | kW=8.64 | pf=1 | Model=1 | Conn=wye | daily=LoadShape_PV1 | New Generator.PV391992A0a phases=1 Bus1=SX3029500A.1 kV=.120 kW=8.64 pf=1 Model=1 Conn=wye daily=LoadShape_PV1 | New Generator.PV391992A0a phases=1 Bus1=SX3029500A.1 kV=.120 kW=8.64 pf=1 Model=1 Conn=wye daily=LoadShape_PV1
New Generator.PV226194865A0a | phases=1 | Bus1=SX3027122A.1 | kV=.120 | kW=8.64 | pf=1 | Model=1 | Conn=wye | daily=LoadShape_PV1 | New Generator.PV226194865A0a phases=1 Bus1=SX3027122A.1 kV=.120 kW=8.64 pf=1 Model=1 Conn=wye daily=LoadShape_PV1 | New Generator.PV226194865A0a phases=1 Bus1=SX3027122A.1 kV=.120 kW=8.64 pf=1 Model=1 Conn=wye daily=LoadShape_PV1
New Generator.PV351020C0a | phases=1 | Bus1=SX3045895C.1 | kV=.120 | kW=8.64 | pf=1 | Model=1 | Conn=wye | daily=LoadShape_PV1 | New Generator.PV351020C0a phases=1 Bus1=SX3045895C.1 kV=.120 kW=8.64 pf=1 Model=1 Conn=wye daily=LoadShape_PV1 | New Generator.PV351020C0a phases=1 Bus1=SX3045895C.1 kV=.120 kW=8.64 pf=1 Model=1 Conn=wye daily=LoadShape_PV1
New Generator.PV21396331B0a | phases=1 | Bus1=SX3178981B.1 | kV=.120 | kW=8.64 | pf=1 | Model=1 | Conn=wye | daily=LoadShape_PV1 | New Generator.PV21396331B0a phases=1 Bus1=SX3178981B.1 kV=.120 kW=8.64 pf=1 Model=1 Conn=wye daily=LoadShape_PV1 | New Generator.PV21396331B0a phases=1 Bus1=SX3178981B.1 kV=.120 kW=8.64 pf=1 Model=1 Conn=wye daily=LoadShape_PV1
New Generator.PV260641B0b | phases=1 | Bus1=SX3048965B.2 | kV=.120 | kW=8.64 | pf=1 | Model=1 | Conn=wye | daily=LoadShape_PV1 | New Generator.PV260641B0b phases=1 Bus1=SX3048965B.2 kV=.120 kW=8.64 pf=1 Model=1 Conn=wye daily=LoadShape_PV1 | New Generator.PV260641B0b phases=1 Bus1=SX3048965B.2 kV=.120 kW=8.64 pf=1 Model=1 Conn=wye daily=LoadShape_PV1
New Generator.PV21396959A0a | phases=1 | Bus1=SX3197638A.1 | kV=.120 | kW=8.64 | pf=1 | Model=1 | Conn=wye | daily=LoadShape_PV1 | New Generator.PV21396959A0a phases=1 Bus1=SX3197638A.1 kV=.120 kW=8.64 pf=1 Model=1 Conn=wye daily=LoadShape_PV1 | New Generator.PV21396959A0a phases=1 Bus1=SX3197638A.1 kV=.120 kW=8.64 pf=1 Model=1 Conn=wye daily=LoadShape_PV1
New Generator.PV323234B0b | phases=1 | Bus1=SX2860480B.2 | kV=.120 | kW=8.64 | pf=1 | Model=1 | Conn=wye | daily=LoadShape_PV1 | New Generator.PV323234B0b phases=1 Bus1=SX2860480B.2 kV=.120 kW=8.64 pf=1 Model=1 Conn=wye daily=LoadShape_PV1 | New Generator.PV323234B0b phases=1 Bus1=SX2860480B.2 kV=.120 kW=8.64 pf=1 Model=1 Conn=wye daily=LoadShape_PV1
New Generator.PV21471907A0b | phases=1 | Bus1=SX2897805A.2 | kV=.120 | kW=8.64 | pf=1 | Model=1 | Conn=wye | daily=LoadShape_PV1 | New Generator.PV21471907A0b phases=1 Bus1=SX2897805A.2 kV=.120 kW=8.64 pf=1 Model=1 Conn=wye daily=LoadShape_PV1 | New Generator.PV21471907A0b phases=1 Bus1=SX2897805A.2 kV=.120 kW=8.64 pf=1 Model=1 Conn=wye daily=LoadShape_PV1
New Generator.PV262075C0b | phases=1 | Bus1=SX3067448C.2 | kV=.120 | kW=8.64 | pf=1 | Model=1 | Conn=wye | daily=LoadShape_PV1 | New Generator.PV262075C0b phases=1 Bus1=SX3067448C.2 kV=.120 kW=8.64 pf=1 Model=1 Conn=wye daily=LoadShape_PV1 | New Generator.PV262075C0b phases=1 Bus1=SX3067448C.2 kV=.120 kW=8.64 pf=1 Model=1 Conn=wye daily=LoadShape_PV1
New Generator.PV225767272A0b | phases=1 | Bus1=SX3139103A.2 | kV=.120 | kW=8.64 | pf=1 | Model=1 | Conn=wye | daily=LoadShape_PV1 | New Generator.PV225767272A0b phases=1 Bus1=SX3139103A.2 kV=.120 kW=8.64 pf=1 Model=1 Conn=wye daily=LoadShape_PV1 | New Generator.PV225767272A0b phases=1 Bus1=SX3139103A.2 kV=.120 kW=8.64 pf=1 Model=1 Conn=wye daily=LoadShape_PV1
New Generator.PV227411655C0a | phases=1 | Bus1=SX2806553C.1 | kV=.120 | kW=8.64 | pf=1 | Model=1 | Conn=wye | daily=LoadShape_PV1 | New Generator.PV227411655C0a phases=1 Bus1=SX2806553C.1 kV=.120 kW=8.64 pf=1 Model=1 Conn=wye daily=LoadShape_PV1 | New Generator.PV227411655C0a phases=1 Bus1=SX2806553C.1 kV=.120 kW=8.64 pf=1 Model=1 Conn=wye daily=LoadShape_PV1
New Generator.PV339021A0b | phases=1 | Bus1=SX3197652A.2 | kV=.120 | kW=8.64 | pf=1 | Model=1 | Conn=wye | daily=LoadShape_PV1 | New Generator.PV339021A0b phases=1 Bus1=SX3197652A.2 kV=.120 kW=8.64 pf=1 Model=1 Conn=wye daily=LoadShape_PV1 | New Generator.PV339021A0b phases=1 Bus1=SX3197652A.2 kV=.120 kW=8.64 pf=1 Model=1 Conn=wye daily=LoadShape_PV1
New Generator.PV251855C0b | phases=1 | Bus1=SX2730107C.2 | kV=.120 | kW=8.64 | pf=1 | Model=1 | Conn=wye | daily=LoadShape_PV1 | New Generator.PV251855C0b phases=1 Bus1=SX2730107C.2 kV=.120 kW=8.64 pf=1 Model=1 Conn=wye daily=LoadShape_PV1 | New Generator.PV251855C0b phases=1 Bus1=SX2730107C.2 kV=.120 kW=8.64 pf=1 Model=1 Conn=wye daily=LoadShape_PV1
New Generator.PV339046A0a | phases=1 | Bus1=SX2785511A.1 | kV=.120 | kW=8.64 | pf=1 | Model=1 | Conn=wye | daily=LoadShape_PV1 | New Generator.PV339046A0a phases=1 Bus1=SX2785511A.1 kV=.120 kW=8.64 pf=1 Model=1 Conn=wye daily=LoadShape_PV1 | New Generator.PV339046A0a phases=1 Bus1=SX2785511A.1 kV=.120 kW=8.64 pf=1 Model=1 Conn=wye daily=LoadShape_PV1
New Generator.PV337669A0a | phases=1 | Bus1=SX3122811A.1 | kV=.120 | kW=8.64 | pf=1 | Model=1 | Conn=wye | daily=LoadShape_PV1 | New Generator.PV337669A0a phases=1 Bus1=SX3122811A.1 kV=.120 kW=8.64 pf=1 Model=1 Conn=wye daily=LoadShape_PV1 | New Generator.PV337669A0a phases=1 Bus1=SX3122811A.1 kV=.120 kW=8.64 pf=1 Model=1 Conn=wye daily=LoadShape_PV1
New Generator.PV337628C0a | phases=1 | Bus1=SX2897770C.1 | kV=.120 | kW=8.64 | pf=1 | Model=1 | Conn=wye | daily=LoadShape_PV1 | New Generator.PV337628C0a phases=1 Bus1=SX2897770C.1 kV=.120 kW=8.64 pf=1 Model=1 Conn=wye daily=LoadShape_PV1 | New Generator.PV337628C0a phases=1 Bus1=SX2897770C.1 kV=.120 kW=8.64 pf=1 Model=1 Conn=wye daily=LoadShape_PV1
New Generator.PV321882C0b | phases=1 | Bus1=SX2916607C.2 | kV=.120 | kW=8.64 | pf=1 | Model=1 | Conn=wye | daily=LoadShape_PV1 | New Generator.PV321882C0b phases=1 Bus1=SX2916607C.2 kV=.120 kW=8.64 pf=1 Model=1 Conn=wye daily=LoadShape_PV1 | New Generator.PV321882C0b phases=1 Bus1=SX2916607C.2 kV=.120 kW=8.64 pf=1 Model=1 Conn=wye daily=LoadShape_PV1
New Generator.PV338973A0a | phases=1 | Bus1=SX2748157A.1 | kV=.120 | kW=8.64 | pf=1 | Model=1 | Conn=wye | daily=LoadShape_PV1 | New Generator.PV338973A0a phases=1 Bus1=SX2748157A.1 kV=.120 kW=8.64 pf=1 Model=1 Conn=wye daily=LoadShape_PV1 | New Generator.PV338973A0a phases=1 Bus1=SX2748157A.1 kV=.120 kW=8.64 pf=1 Model=1 Conn=wye daily=LoadShape_PV1
New Generator.PV138564A0a | phases=1 | Bus1=SX2804283A.1 | kV=.120 | kW=8.64 | pf=1 | Model=1 | Conn=wye | daily=LoadShape_PV1 | New Generator.PV138564A0a phases=1 Bus1=SX2804283A.1 kV=.120 kW=8.64 pf=1 Model=1 Conn=wye daily=LoadShape_PV1 | New Generator.PV138564A0a phases=1 Bus1=SX2804283A.1 kV=.120 kW=8.64 pf=1 Model=1 Conn=wye daily=LoadShape_PV1
New Generator.PV21474614C0a | phases=1 | Bus1=SX2710543C.1 | kV=.120 | kW=8.64 | pf=1 | Model=1 | Conn=wye | daily=LoadShape_PV1 | New Generator.PV21474614C0a phases=1 Bus1=SX2710543C.1 kV=.120 kW=8.64 pf=1 Model=1 Conn=wye daily=LoadShape_PV1 | New Generator.PV21474614C0a phases=1 Bus1=SX2710543C.1 kV=.120 kW=8.64 pf=1 Model=1 Conn=wye daily=LoadShape_PV1
New Generator.PV355437C0b | phases=1 | Bus1=SX2710525C.2 | kV=.120 | kW=8.64 | pf=1 | Model=1 | Conn=wye | daily=LoadShape_PV1 | New Generator.PV355437C0b phases=1 Bus1=SX2710525C.2 kV=.120 kW=8.64 pf=1 Model=1 Conn=wye daily=LoadShape_PV1 | New Generator.PV355437C0b phases=1 Bus1=SX2710525C.2 kV=.120 kW=8.64 pf=1 Model=1 Conn=wye daily=LoadShape_PV1
New Generator.PV321884C0b | phases=1 | Bus1=SX2710515C.2 | kV=.120 | kW=8.64 | pf=1 | Model=1 | Conn=wye | daily=LoadShape_PV1 | New Generator.PV321884C0b phases=1 Bus1=SX2710515C.2 kV=.120 kW=8.64 pf=1 Model=1 Conn=wye daily=LoadShape_PV1 | New Generator.PV321884C0b phases=1 Bus1=SX2710515C.2 kV=.120 kW=8.64 pf=1 Model=1 Conn=wye daily=LoadShape_PV1
New Generator.PV337646B0b | phases=1 | Bus1=SX2879063B.2 | kV=.120 | kW=8.64 | pf=1 | Model=1 | Conn=wye | daily=LoadShape_PV1 | New Generator.PV337646B0b phases=1 Bus1=SX2879063B.2 kV=.120 kW=8.64 pf=1 Model=1 Conn=wye daily=LoadShape_PV1 | New Generator.PV337646B0b phases=1 Bus1=SX2879063B.2 kV=.120 kW=8.64 pf=1 Model=1 Conn=wye daily=LoadShape_PV1
New Generator.PV338933B0b | phases=1 | Bus1=SX3216345B.2 | kV=.120 | kW=8.64 | pf=1 | Model=1 | Conn=wye | daily=LoadShape_PV1 | New Generator.PV338933B0b phases=1 Bus1=SX3216345B.2 kV=.120 kW=8.64 pf=1 Model=1 Conn=wye daily=LoadShape_PV1 | New Generator.PV338933B0b phases=1 Bus1=SX3216345B.2 kV=.120 kW=8.64 pf=1 Model=1 Conn=wye daily=LoadShape_PV1
New Generator.PV21396867A0b | phases=1 | Bus1=SX2710536A.2 | kV=.120 | kW=8.64 | pf=1 | Model=1 | Conn=wye | daily=LoadShape_PV1 | New Generator.PV21396867A0b phases=1 Bus1=SX2710536A.2 kV=.120 kW=8.64 pf=1 Model=1 Conn=wye daily=LoadShape_PV1 | New Generator.PV21396867A0b phases=1 Bus1=SX2710536A.2 kV=.120 kW=8.64 pf=1 Model=1 Conn=wye daily=LoadShape_PV1
New Generator.PV391749B0a | phases=1 | Bus1=SX2991918B.1 | kV=.120 | kW=8.64 | pf=1 | Model=1 | Conn=wye | daily=LoadShape_PV1 | New Generator.PV391749B0a phases=1 Bus1=SX2991918B.1 kV=.120 kW=8.64 pf=1 Model=1 Conn=wye daily=LoadShape_PV1 | New Generator.PV391749B0a phases=1 Bus1=SX2991918B.1 kV=.120 kW=8.64 pf=1 Model=1 Conn=wye daily=LoadShape_PV1
New Generator.PV251867C0b | phases=1 | Bus1=SX2861157C.2 | kV=.120 | kW=8.64 | pf=1 | Model=1 | Conn=wye | daily=LoadShape_PV1 | New Generator.PV251867C0b phases=1 Bus1=SX2861157C.2 kV=.120 kW=8.64 pf=1 Model=1 Conn=wye daily=LoadShape_PV1 | New Generator.PV251867C0b phases=1 Bus1=SX2861157C.2 kV=.120 kW=8.64 pf=1 Model=1 Conn=wye daily=LoadShape_PV1
New Generator.PV356807A0b | phases=1 | Bus1=SX2823545A.2 | kV=.120 | kW=8.64 | pf=1 | Model=1 | Conn=wye | daily=LoadShape_PV1 | New Generator.PV356807A0b phases=1 Bus1=SX2823545A.2 kV=.120 kW=8.64 pf=1 Model=1 Conn=wye daily=LoadShape_PV1 | New Generator.PV356807A0b phases=1 Bus1=SX2823545A.2 kV=.120 kW=8.64 pf=1 Model=1 Conn=wye daily=LoadShape_PV1
New Generator.PV391989A0b | phases=1 | Bus1=SX2766747A.2 | kV=.120 | kW=8.64 | pf=1 | Model=1 | Conn=wye | daily=LoadShape_PV1 | New Generator.PV391989A0b phases=1 Bus1=SX2766747A.2 kV=.120 kW=8.64 pf=1 Model=1 Conn=wye daily=LoadShape_PV1 | New Generator.PV391989A0b phases=1 Bus1=SX2766747A.2 kV=.120 kW=8.64 pf=1 Model=1 Conn=wye daily=LoadShape_PV1
New Generator.PV2127090C0a | phases=1 | Bus1=SX2954352C.1 | kV=.120 | kW=8.64 | pf=1 | Model=1 | Conn=wye | daily=LoadShape_PV1 | New Generator.PV2127090C0a phases=1 Bus1=SX2954352C.1 kV=.120 kW=8.64 pf=1 Model=1 Conn=wye daily=LoadShape_PV1 | New Generator.PV2127090C0a phases=1 Bus1=SX2954352C.1 kV=.120 kW=8.64 pf=1 Model=1 Conn=wye daily=LoadShape_PV1
New Generator.PV337619B0b | phases=1 | Bus1=SX2990826B.2 | kV=.120 | kW=8.64 | pf=1 | Model=1 | Conn=wye | daily=LoadShape_PV1 | New Generator.PV337619B0b phases=1 Bus1=SX2990826B.2 kV=.120 kW=8.64 pf=1 Model=1 Conn=wye daily=LoadShape_PV1 | New Generator.PV337619B0b phases=1 Bus1=SX2990826B.2 kV=.120 kW=8.64 pf=1 Model=1 Conn=wye daily=LoadShape_PV1
New Generator.PV338984A0a | phases=1 | Bus1=SX2748144A.1 | kV=.120 | kW=8.64 | pf=1 | Model=1 | Conn=wye | daily=LoadShape_PV1 | New Generator.PV338984A0a phases=1 Bus1=SX2748144A.1 kV=.120 kW=8.64 pf=1 Model=1 Conn=wye daily=LoadShape_PV1 | New Generator.PV338984A0a phases=1 Bus1=SX2748144A.1 kV=.120 kW=8.64 pf=1 Model=1 Conn=wye daily=LoadShape_PV1
New Generator.PV227902981A0a | phases=1 | Bus1=SX3047058A.1 | kV=.120 | kW=8.64 | pf=1 | Model=1 | Conn=wye | daily=LoadShape_PV1 | New Generator.PV227902981A0a phases=1 Bus1=SX3047058A.1 kV=.120 kW=8.64 pf=1 Model=1 Conn=wye daily=LoadShape_PV1 | New Generator.PV227902981A0a phases=1 Bus1=SX3047058A.1 kV=.120 kW=8.64 pf=1 Model=1 Conn=wye daily=LoadShape_PV1
New Generator.PV321892C0b | phases=1 | Bus1=SX3235267C.2 | kV=.120 | kW=8.64 | pf=1 | Model=1 | Conn=wye | daily=LoadShape_PV1 | New Generator.PV321892C0b phases=1 Bus1=SX3235267C.2 kV=.120 kW=8.64 pf=1 Model=1 Conn=wye daily=LoadShape_PV1 | New Generator.PV321892C0b phases=1 Bus1=SX3235267C.2 kV=.120 kW=8.64 pf=1 Model=1 Conn=wye daily=LoadShape_PV1
New Generator.PV356798C0a | phases=1 | Bus1=SX2692600C.1 | kV=.120 | kW=8.64 | pf=1 | Model=1 | Conn=wye | daily=LoadShape_PV1 | New Generator.PV356798C0a phases=1 Bus1=SX2692600C.1 kV=.120 kW=8.64 pf=1 Model=1 Conn=wye daily=LoadShape_PV1 | New Generator.PV356798C0a phases=1 Bus1=SX2692600C.1 kV=.120 kW=8.64 pf=1 Model=1 Conn=wye daily=LoadShape_PV1
New Generator.PV21399707A0a | phases=1 | Bus1=SX3141403A.1 | kV=.120 | kW=8.64 | pf=1 | Model=1 | Conn=wye | daily=LoadShape_PV1 | New Generator.PV21399707A0a phases=1 Bus1=SX3141403A.1 kV=.120 kW=8.64 pf=1 Model=1 Conn=wye daily=LoadShape_PV1 | New Generator.PV21399707A0a phases=1 Bus1=SX3141403A.1 kV=.120 kW=8.64 pf=1 Model=1 Conn=wye daily=LoadShape_PV1
New Generator.PV225533703C0b | phases=1 | Bus1=SX2925506C.2 | kV=.120 | kW=8.64 | pf=1 | Model=1 | Conn=wye | daily=LoadShape_PV1 | New Generator.PV225533703C0b phases=1 Bus1=SX2925506C.2 kV=.120 kW=8.64 pf=1 Model=1 Conn=wye daily=LoadShape_PV1 | New Generator.PV225533703C0b phases=1 Bus1=SX2925506C.2 kV=.120 kW=8.64 pf=1 Model=1 Conn=wye daily=LoadShape_PV1
New Generator.PV260475A0b | phases=1 | Bus1=SX2879794A.2 | kV=.120 | kW=8.64 | pf=1 | Model=1 | Conn=wye | daily=LoadShape_PV1 | New Generator.PV260475A0b phases=1 Bus1=SX2879794A.2 kV=.120 kW=8.64 pf=1 Model=1 Conn=wye daily=LoadShape_PV1 | New Generator.PV260475A0b phases=1 Bus1=SX2879794A.2 kV=.120 kW=8.64 pf=1 Model=1 Conn=wye daily=LoadShape_PV1
New Generator.PV337673A0b | phases=1 | Bus1=SX2841618A.2 | kV=.120 | kW=8.64 | pf=1 | Model=1 | Conn=wye | daily=LoadShape_PV1 | New Generator.PV337673A0b phases=1 Bus1=SX2841618A.2 kV=.120 kW=8.64 pf=1 Model=1 Conn=wye daily=LoadShape_PV1 | New Generator.PV337673A0b phases=1 Bus1=SX2841618A.2 kV=.120 kW=8.64 pf=1 Model=1 Conn=wye daily=LoadShape_PV1
New Generator.PV302673A0a | phases=1 | Bus1=SX3010569A.1 | kV=.120 | kW=8.64 | pf=1 | Model=1 | Conn=wye | daily=LoadShape_PV1 | New Generator.PV302673A0a phases=1 Bus1=SX3010569A.1 kV=.120 kW=8.64 pf=1 Model=1 Conn=wye daily=LoadShape_PV1 | New Generator.PV302673A0a phases=1 Bus1=SX3010569A.1 kV=.120 kW=8.64 pf=1 Model=1 Conn=wye daily=LoadShape_PV1
New Generator.PV218473A0b | phases=1 | Bus1=SX3086078A.2 | kV=.120 | kW=8.64 | pf=1 | Model=1 | Conn=wye | daily=LoadShape_PV1 | New Generator.PV218473A0b phases=1 Bus1=SX3086078A.2 kV=.120 kW=8.64 pf=1 Model=1 Conn=wye daily=LoadShape_PV1 | New Generator.PV218473A0b phases=1 Bus1=SX3086078A.2 kV=.120 kW=8.64 pf=1 Model=1 Conn=wye daily=LoadShape_PV1
New Generator.PV293655B0a | phases=1 | Bus1=SX2729414B.1 | kV=.120 | kW=8.64 | pf=1 | Model=1 | Conn=wye | daily=LoadShape_PV1 | New Generator.PV293655B0a phases=1 Bus1=SX2729414B.1 kV=.120 kW=8.64 pf=1 Model=1 Conn=wye daily=LoadShape_PV1 | New Generator.PV293655B0a phases=1 Bus1=SX2729414B.1 kV=.120 kW=8.64 pf=1 Model=1 Conn=wye daily=LoadShape_PV1
New Generator.PV293665C0a | phases=1 | Bus1=SX2973166C.1 | kV=.120 | kW=8.64 | pf=1 | Model=1 | Conn=wye | daily=LoadShape_PV1 | New Generator.PV293665C0a phases=1 Bus1=SX2973166C.1 kV=.120 kW=8.64 pf=1 Model=1 Conn=wye daily=LoadShape_PV1 | New Generator.PV293665C0a phases=1 Bus1=SX2973166C.1 kV=.120 kW=8.64 pf=1 Model=1 Conn=wye daily=LoadShape_PV1
New Generator.PV260569C0a | phases=1 | Bus1=SX3104796C.1 | kV=.120 | kW=8.64 | pf=1 | Model=1 | Conn=wye | daily=LoadShape_PV1 | New Generator.PV260569C0a phases=1 Bus1=SX3104796C.1 kV=.120 kW=8.64 pf=1 Model=1 Conn=wye daily=LoadShape_PV1 | New Generator.PV260569C0a phases=1 Bus1=SX3104796C.1 kV=.120 kW=8.64 pf=1 Model=1 Conn=wye daily=LoadShape_PV1
New Generator.PV337629C0b | phases=1 | Bus1=SX2748128C.2 | kV=.120 | kW=8.64 | pf=1 | Model=1 | Conn=wye | daily=LoadShape_PV1 | New Generator.PV337629C0b phases=1 Bus1=SX2748128C.2 kV=.120 kW=8.64 pf=1 Model=1 Conn=wye daily=LoadShape_PV1 | New Generator.PV337629C0b phases=1 Bus1=SX2748128C.2 kV=.120 kW=8.64 pf=1 Model=1 Conn=wye daily=LoadShape_PV1
New Generator.PV355586B0a | phases=1 | Bus1=SX3254234B.1 | kV=.120 | kW=8.64 | pf=1 | Model=1 | Conn=wye | daily=LoadShape_PV1 | New Generator.PV355586B0a phases=1 Bus1=SX3254234B.1 kV=.120 kW=8.64 pf=1 Model=1 Conn=wye daily=LoadShape_PV1 | New Generator.PV355586B0a phases=1 Bus1=SX3254234B.1 kV=.120 kW=8.64 pf=1 Model=1 Conn=wye daily=LoadShape_PV1
New Generator.PV321837A0b | phases=1 | Bus1=SX2673312A.2 | kV=.120 | kW=8.64 | pf=1 | Model=1 | Conn=wye | daily=LoadShape_PV1 | New Generator.PV321837A0b phases=1 Bus1=SX2673312A.2 kV=.120 kW=8.64 pf=1 Model=1 Conn=wye daily=LoadShape_PV1 | New Generator.PV321837A0b phases=1 Bus1=SX2673312A.2 kV=.120 kW=8.64 pf=1 Model=1 Conn=wye daily=LoadShape_PV1
New Generator.PV21470405A0a | phases=1 | Bus1=SX2897801A.1 | kV=.120 | kW=8.64 | pf=1 | Model=1 | Conn=wye | daily=LoadShape_PV1 | New Generator.PV21470405A0a phases=1 Bus1=SX2897801A.1 kV=.120 kW=8.64 pf=1 Model=1 Conn=wye daily=LoadShape_PV1 | New Generator.PV21470405A0a phases=1 Bus1=SX2897801A.1 kV=.120 kW=8.64 pf=1 Model=1 Conn=wye daily=LoadShape_PV1
New Generator.PV338910C0b | phases=1 | Bus1=SX2841621C.2 | kV=.120 | kW=8.64 | pf=1 | Model=1 | Conn=wye | daily=LoadShape_PV1 | New Generator.PV338910C0b phases=1 Bus1=SX2841621C.2 kV=.120 kW=8.64 pf=1 Model=1 Conn=wye daily=LoadShape_PV1 | New Generator.PV338910C0b phases=1 Bus1=SX2841621C.2 kV=.120 kW=8.64 pf=1 Model=1 Conn=wye daily=LoadShape_PV1
New Generator.PV226194262C0b | phases=1 | Bus1=SX2745806C.2 | kV=.120 | kW=8.64 | pf=1 | Model=1 | Conn=wye | daily=LoadShape_PV1 | New Generator.PV226194262C0b phases=1 Bus1=SX2745806C.2 kV=.120 kW=8.64 pf=1 Model=1 Conn=wye daily=LoadShape_PV1 | New Generator.PV226194262C0b phases=1 Bus1=SX2745806C.2 kV=.120 kW=8.64 pf=1 Model=1 Conn=wye daily=LoadShape_PV1
New Generator.PV337661B0a | phases=1 | Bus1=SX2766749B.1 | kV=.120 | kW=8.64 | pf=1 | Model=1 | Conn=wye | daily=LoadShape_PV1 | New Generator.PV337661B0a phases=1 Bus1=SX2766749B.1 kV=.120 kW=8.64 pf=1 Model=1 Conn=wye daily=LoadShape_PV1 | New Generator.PV337661B0a phases=1 Bus1=SX2766749B.1 kV=.120 kW=8.64 pf=1 Model=1 Conn=wye daily=LoadShape_PV1
New Generator.PV2129466A0b | phases=1 | Bus1=SX3011293A.2 | kV=.120 | kW=8.64 | pf=1 | Model=1 | Conn=wye | daily=LoadShape_PV1 | New Generator.PV2129466A0b phases=1 Bus1=SX3011293A.2 kV=.120 kW=8.64 pf=1 Model=1 Conn=wye daily=LoadShape_PV1 | New Generator.PV2129466A0b phases=1 Bus1=SX3011293A.2 kV=.120 kW=8.64 pf=1 Model=1 Conn=wye daily=LoadShape_PV1
New Generator.PV392036B0a | phases=1 | Bus1=SX2991915B.1 | kV=.120 | kW=8.64 | pf=1 | Model=1 | Conn=wye | daily=LoadShape_PV1 | New Generator.PV392036B0a phases=1 Bus1=SX2991915B.1 kV=.120 kW=8.64 pf=1 Model=1 Conn=wye daily=LoadShape_PV1 | New Generator.PV392036B0a phases=1 Bus1=SX2991915B.1 kV=.120 kW=8.64 pf=1 Model=1 Conn=wye daily=LoadShape_PV1
New Generator.PV302410A0b | phases=1 | Bus1=SX3104131A.2 | kV=.120 | kW=8.64 | pf=1 | Model=1 | Conn=wye | daily=LoadShape_PV1 | New Generator.PV302410A0b phases=1 Bus1=SX3104131A.2 kV=.120 kW=8.64 pf=1 Model=1 Conn=wye daily=LoadShape_PV1 | New Generator.PV302410A0b phases=1 Bus1=SX3104131A.2 kV=.120 kW=8.64 pf=1 Model=1 Conn=wye daily=LoadShape_PV1
New Generator.PV302675A0a | phases=1 | Bus1=SX2954354A.1 | kV=.120 | kW=8.64 | pf=1 | Model=1 | Conn=wye | daily=LoadShape_PV1 | New Generator.PV302675A0a phases=1 Bus1=SX2954354A.1 kV=.120 kW=8.64 pf=1 Model=1 Conn=wye daily=LoadShape_PV1 | New Generator.PV302675A0a phases=1 Bus1=SX2954354A.1 kV=.120 kW=8.64 pf=1 Model=1 Conn=wye daily=LoadShape_PV1
New Generator.PV21249674B0b | phases=1 | Bus1=SX2879753B.2 | kV=.120 | kW=8.64 | pf=1 | Model=1 | Conn=wye | daily=LoadShape_PV1 | New Generator.PV21249674B0b phases=1 Bus1=SX2879753B.2 kV=.120 kW=8.64 pf=1 Model=1 Conn=wye daily=LoadShape_PV1 | New Generator.PV21249674B0b phases=1 Bus1=SX2879753B.2 kV=.120 kW=8.64 pf=1 Model=1 Conn=wye daily=LoadShape_PV1
New Generator.PV302677A0a | phases=1 | Bus1=SX3066819A.1 | kV=.120 | kW=8.64 | pf=1 | Model=1 | Conn=wye | daily=LoadShape_PV1 | New Generator.PV302677A0a phases=1 Bus1=SX3066819A.1 kV=.120 kW=8.64 pf=1 Model=1 Conn=wye daily=LoadShape_PV1 | New Generator.PV302677A0a phases=1 Bus1=SX3066819A.1 kV=.120 kW=8.64 pf=1 Model=1 Conn=wye daily=LoadShape_PV1
New Generator.PV260595B0b | phases=1 | Bus1=SX2767340B.2 | kV=.120 | kW=8.64 | pf=1 | Model=1 | Conn=wye | daily=LoadShape_PV1 | New Generator.PV260595B0b phases=1 Bus1=SX2767340B.2 kV=.120 kW=8.64 pf=1 Model=1 Conn=wye daily=LoadShape_PV1 | New Generator.PV260595B0b phases=1 Bus1=SX2767340B.2 kV=.120 kW=8.64 pf=1 Model=1 Conn=wye daily=LoadShape_PV1
New Generator.PV337666B0b | phases=1 | Bus1=SX3029518B.2 | kV=.120 | kW=8.64 | pf=1 | Model=1 | Conn=wye | daily=LoadShape_PV1 | New Generator.PV337666B0b phases=1 Bus1=SX3029518B.2 kV=.120 kW=8.64 pf=1 Model=1 Conn=wye daily=LoadShape_PV1 | New Generator.PV337666B0b phases=1 Bus1=SX3029518B.2 kV=.120 kW=8.64 pf=1 Model=1 Conn=wye daily=LoadShape_PV1
New Generator.PV274994C0a | phases=1 | Bus1=SX3048205C.1 | kV=.120 | kW=8.64 | pf=1 | Model=1 | Conn=wye | daily=LoadShape_PV1 | New Generator.PV274994C0a phases=1 Bus1=SX3048205C.1 kV=.120 kW=8.64 pf=1 Model=1 Conn=wye daily=LoadShape_PV1 | New Generator.PV274994C0a phases=1 Bus1=SX3048205C.1 kV=.120 kW=8.64 pf=1 Model=1 Conn=wye daily=LoadShape_PV1
New Generator.PV323253B0b | phases=1 | Bus1=SX2973152B.2 | kV=.120 | kW=8.64 | pf=1 | Model=1 | Conn=wye | daily=LoadShape_PV1 | New Generator.PV323253B0b phases=1 Bus1=SX2973152B.2 kV=.120 kW=8.64 pf=1 Model=1 Conn=wye daily=LoadShape_PV1 | New Generator.PV323253B0b phases=1 Bus1=SX2973152B.2 kV=.120 kW=8.64 pf=1 Model=1 Conn=wye daily=LoadShape_PV1
New Generator.PV338968C0a | phases=1 | Bus1=SX3178979C.1 | kV=.120 | kW=8.64 | pf=1 | Model=1 | Conn=wye | daily=LoadShape_PV1 | New Generator.PV338968C0a phases=1 Bus1=SX3178979C.1 kV=.120 kW=8.64 pf=1 Model=1 Conn=wye daily=LoadShape_PV1 | New Generator.PV338968C0a phases=1 Bus1=SX3178979C.1 kV=.120 kW=8.64 pf=1 Model=1 Conn=wye daily=LoadShape_PV1
New Generator.PV274997C0b | phases=1 | Bus1=SX3048228C.2 | kV=.120 | kW=8.64 | pf=1 | Model=1 | Conn=wye | daily=LoadShape_PV1 | New Generator.PV274997C0b phases=1 Bus1=SX3048228C.2 kV=.120 kW=8.64 pf=1 Model=1 Conn=wye daily=LoadShape_PV1 | New Generator.PV274997C0b phases=1 Bus1=SX3048228C.2 kV=.120 kW=8.64 pf=1 Model=1 Conn=wye daily=LoadShape_PV1
New Generator.PV354851B0a | phases=1 | Bus1=SX2991901B.1 | kV=.120 | kW=8.64 | pf=1 | Model=1 | Conn=wye | daily=LoadShape_PV1 | New Generator.PV354851B0a phases=1 Bus1=SX2991901B.1 kV=.120 kW=8.64 pf=1 Model=1 Conn=wye daily=LoadShape_PV1 | New Generator.PV354851B0a phases=1 Bus1=SX2991901B.1 kV=.120 kW=8.64 pf=1 Model=1 Conn=wye daily=LoadShape_PV1
New Generator.PV338933B0a | phases=1 | Bus1=SX3216345B.1 | kV=.120 | kW=8.64 | pf=1 | Model=1 | Conn=wye | daily=LoadShape_PV1 | New Generator.PV338933B0a phases=1 Bus1=SX3216345B.1 kV=.120 kW=8.64 pf=1 Model=1 Conn=wye daily=LoadShape_PV1 | New Generator.PV338933B0a phases=1 Bus1=SX3216345B.1 kV=.120 kW=8.64 pf=1 Model=1 Conn=wye daily=LoadShape_PV1
New Generator.PV293645A0b | phases=1 | Bus1=SX2841633A.2 | kV=.120 | kW=8.64 | pf=1 | Model=1 | Conn=wye | daily=LoadShape_PV1 | New Generator.PV293645A0b phases=1 Bus1=SX2841633A.2 kV=.120 kW=8.64 pf=1 Model=1 Conn=wye daily=LoadShape_PV1 | New Generator.PV293645A0b phases=1 Bus1=SX2841633A.2 kV=.120 kW=8.64 pf=1 Model=1 Conn=wye daily=LoadShape_PV1
New Generator.PV2224237391A0a | phases=1 | Bus1=SX3649299A.1 | kV=.120 | kW=8.64 | pf=1 | Model=1 | Conn=wye | daily=LoadShape_PV1 | New Generator.PV2224237391A0a phases=1 Bus1=SX3649299A.1 kV=.120 kW=8.64 pf=1 Model=1 Conn=wye daily=LoadShape_PV1 | New Generator.PV2224237391A0a phases=1 Bus1=SX3649299A.1 kV=.120 kW=8.64 pf=1 Model=1 Conn=wye daily=LoadShape_PV1
New Generator.PV260627A0a | phases=1 | Bus1=SX2992656A.1 | kV=.120 | kW=8.64 | pf=1 | Model=1 | Conn=wye | daily=LoadShape_PV1 | New Generator.PV260627A0a phases=1 Bus1=SX2992656A.1 kV=.120 kW=8.64 pf=1 Model=1 Conn=wye daily=LoadShape_PV1 | New Generator.PV260627A0a phases=1 Bus1=SX2992656A.1 kV=.120 kW=8.64 pf=1 Model=1 Conn=wye daily=LoadShape_PV1
New Generator.PV21426205B0a | phases=1 | Bus1=SX2731712B.1 | kV=.120 | kW=8.64 | pf=1 | Model=1 | Conn=wye | daily=LoadShape_PV1 | New Generator.PV21426205B0a phases=1 Bus1=SX2731712B.1 kV=.120 kW=8.64 pf=1 Model=1 Conn=wye daily=LoadShape_PV1 | New Generator.PV21426205B0a phases=1 Bus1=SX2731712B.1 kV=.120 kW=8.64 pf=1 Model=1 Conn=wye daily=LoadShape_PV1
New Generator.PV21395962A0b | phases=1 | Bus1=SX3197645A.2 | kV=.120 | kW=8.64 | pf=1 | Model=1 | Conn=wye | daily=LoadShape_PV1 | New Generator.PV21395962A0b phases=1 Bus1=SX3197645A.2 kV=.120 kW=8.64 pf=1 Model=1 Conn=wye daily=LoadShape_PV1 | New Generator.PV21395962A0b phases=1 Bus1=SX3197645A.2 kV=.120 kW=8.64 pf=1 Model=1 Conn=wye daily=LoadShape_PV1
New Generator.PV442373C0a | phases=1 | Bus1=SX3141393C.1 | kV=.120 | kW=8.64 | pf=1 | Model=1 | Conn=wye | daily=LoadShape_PV1 | New Generator.PV442373C0a phases=1 Bus1=SX3141393C.1 kV=.120 kW=8.64 pf=1 Model=1 Conn=wye daily=LoadShape_PV1 | New Generator.PV442373C0a phases=1 Bus1=SX3141393C.1 kV=.120 kW=8.64 pf=1 Model=1 Conn=wye daily=LoadShape_PV1
New Generator.PV21031684A0a | phases=1 | Bus1=SX2841616A.1 | kV=.120 | kW=8.64 | pf=1 | Model=1 | Conn=wye | daily=LoadShape_PV1 | New Generator.PV21031684A0a phases=1 Bus1=SX2841616A.1 kV=.120 kW=8.64 pf=1 Model=1 Conn=wye daily=LoadShape_PV1 | New Generator.PV21031684A0a phases=1 Bus1=SX2841616A.1 kV=.120 kW=8.64 pf=1 Model=1 Conn=wye daily=LoadShape_PV1
New Generator.PV356062B0b | phases=1 | Bus1=SX3122816B.2 | kV=.120 | kW=8.64 | pf=1 | Model=1 | Conn=wye | daily=LoadShape_PV1 | New Generator.PV356062B0b phases=1 Bus1=SX3122816B.2 kV=.120 kW=8.64 pf=1 Model=1 Conn=wye daily=LoadShape_PV1 | New Generator.PV356062B0b phases=1 Bus1=SX3122816B.2 kV=.120 kW=8.64 pf=1 Model=1 Conn=wye daily=LoadShape_PV1
New Generator.PV21357984C0b | phases=1 | Bus1=SX2897790C.2 | kV=.120 | kW=8.64 | pf=1 | Model=1 | Conn=wye | daily=LoadShape_PV1 | New Generator.PV21357984C0b phases=1 Bus1=SX2897790C.2 kV=.120 kW=8.64 pf=1 Model=1 Conn=wye daily=LoadShape_PV1 | New Generator.PV21357984C0b phases=1 Bus1=SX2897790C.2 kV=.120 kW=8.64 pf=1 Model=1 Conn=wye daily=LoadShape_PV1
New Generator.PV260552A0b | phases=1 | Bus1=SX3198348A.2 | kV=.120 | kW=8.64 | pf=1 | Model=1 | Conn=wye | daily=LoadShape_PV1 | New Generator.PV260552A0b phases=1 Bus1=SX3198348A.2 kV=.120 kW=8.64 pf=1 Model=1 Conn=wye daily=LoadShape_PV1 | New Generator.PV260552A0b phases=1 Bus1=SX3198348A.2 kV=.120 kW=8.64 pf=1 Model=1 Conn=wye daily=LoadShape_PV1
New Generator.PV227944551C0a | phases=1 | Bus1=SX3234149C.1 | kV=.120 | kW=97.2 | pf=1 | Model=1 | Conn=wye | daily=LoadShape_PV1 | New Generator.PV227944551C0a phases=1 Bus1=SX3234149C.1 kV=.120 kW=97.2 pf=1 Model=1 Conn=wye daily=LoadShape_PV1 | New Generator.PV227944551C0a phases=1 Bus1=SX3234149C.1 kV=.120 kW=97.2 pf=1 Model=1 Conn=wye daily=LoadShape_PV1
New Generator.PV227944551B0b | phases=1 | Bus1=SX3234149B.2 | kV=.120 | kW=77.4 | pf=1 | Model=1 | Conn=wye | daily=LoadShape_PV1 | New Generator.PV227944551B0b phases=1 Bus1=SX3234149B.2 kV=.120 kW=77.4 pf=1 Model=1 Conn=wye daily=LoadShape_PV1 | New Generator.PV227944551B0b phases=1 Bus1=SX3234149B.2 kV=.120 kW=77.4 pf=1 Model=1 Conn=wye daily=LoadShape_PV1
New Generator.PV227944551A0b | phases=1 | Bus1=SX3234149A.2 | kV=.120 | kW=44.64 | pf=1 | Model=1 | Conn=wye | daily=LoadShape_PV1 | New Generator.PV227944551A0b phases=1 Bus1=SX3234149A.2 kV=.120 kW=44.64 pf=1 Model=1 Conn=wye daily=LoadShape_PV1 | New Generator.PV227944551A0b phases=1 Bus1=SX3234149A.2 kV=.120 kW=44.64 pf=1 Model=1 Conn=wye daily=LoadShape_PV1
New Generator.PV227944551A0a | phases=1 | Bus1=SX3234149A.1 | kV=.120 | kW=44.64 | pf=1 | Model=1 | Conn=wye | daily=LoadShape_PV1 | New Generator.PV227944551A0a phases=1 Bus1=SX3234149A.1 kV=.120 kW=44.64 pf=1 Model=1 Conn=wye daily=LoadShape_PV1 | New Generator.PV227944551A0a phases=1 Bus1=SX3234149A.1 kV=.120 kW=44.64 pf=1 Model=1 Conn=wye daily=LoadShape_PV1
New Generator.PV21459660C0a | phases=1 | Bus1=SX3101194C.1 | kV=.120 | kW=32.4 | pf=1 | Model=1 | Conn=wye | daily=LoadShape_PV1 | New Generator.PV21459660C0a phases=1 Bus1=SX3101194C.1 kV=.120 kW=32.4 pf=1 Model=1 Conn=wye daily=LoadShape_PV1 | New Generator.PV21459660C0a phases=1 Bus1=SX3101194C.1 kV=.120 kW=32.4 pf=1 Model=1 Conn=wye daily=LoadShape_PV1
New Generator.PV260595C0b | phases=1 | Bus1=SX2767340C.2 | kV=.120 | kW=32.4 | pf=1 | Model=1 | Conn=wye | daily=LoadShape_PV1 | New Generator.PV260595C0b phases=1 Bus1=SX2767340C.2 kV=.120 kW=32.4 pf=1 Model=1 Conn=wye daily=LoadShape_PV1 | New Generator.PV260595C0b phases=1 Bus1=SX2767340C.2 kV=.120 kW=32.4 pf=1 Model=1 Conn=wye daily=LoadShape_PV1
New Generator.PV2224230689C0b | phases=1 | Bus1=SX3645811C.2 | kV=.120 | kW=32.4 | pf=1 | Model=1 | Conn=wye | daily=LoadShape_PV1 | New Generator.PV2224230689C0b phases=1 Bus1=SX3645811C.2 kV=.120 kW=32.4 pf=1 Model=1 Conn=wye daily=LoadShape_PV1 | New Generator.PV2224230689C0b phases=1 Bus1=SX3645811C.2 kV=.120 kW=32.4 pf=1 Model=1 Conn=wye daily=LoadShape_PV1
New Generator.PV21197413C0a | phases=1 | Bus1=SX3141411C.1 | kV=.120 | kW=32.4 | pf=1 | Model=1 | Conn=wye | daily=LoadShape_PV1 | New Generator.PV21197413C0a phases=1 Bus1=SX3141411C.1 kV=.120 kW=32.4 pf=1 Model=1 Conn=wye daily=LoadShape_PV1 | New Generator.PV21197413C0a phases=1 Bus1=SX3141411C.1 kV=.120 kW=32.4 pf=1 Model=1 Conn=wye daily=LoadShape_PV1
New Generator.PV226308719B0a | phases=1 | Bus1=SX3027670B.1 | kV=.120 | kW=32.4 | pf=1 | Model=1 | Conn=wye | daily=LoadShape_PV1 | New Generator.PV226308719B0a phases=1 Bus1=SX3027670B.1 kV=.120 kW=32.4 pf=1 Model=1 Conn=wye daily=LoadShape_PV1 | New Generator.PV226308719B0a phases=1 Bus1=SX3027670B.1 kV=.120 kW=32.4 pf=1 Model=1 Conn=wye daily=LoadShape_PV1
New Generator.PV226308710B0b | phases=1 | Bus1=SX2708744B.2 | kV=.120 | kW=32.4 | pf=1 | Model=1 | Conn=wye | daily=LoadShape_PV1 | New Generator.PV226308710B0b phases=1 Bus1=SX2708744B.2 kV=.120 kW=32.4 pf=1 Model=1 Conn=wye daily=LoadShape_PV1 | New Generator.PV226308710B0b phases=1 Bus1=SX2708744B.2 kV=.120 kW=32.4 pf=1 Model=1 Conn=wye daily=LoadShape_PV1
New Generator.PV226308725B0b | phases=1 | Bus1=SX2802480B.2 | kV=.120 | kW=32.4 | pf=1 | Model=1 | Conn=wye | daily=LoadShape_PV1 | New Generator.PV226308725B0b phases=1 Bus1=SX2802480B.2 kV=.120 kW=32.4 pf=1 Model=1 Conn=wye daily=LoadShape_PV1 | New Generator.PV226308725B0b phases=1 Bus1=SX2802480B.2 kV=.120 kW=32.4 pf=1 Model=1 Conn=wye daily=LoadShape_PV1
New Generator.PV226192801C0b | phases=1 | Bus1=SX2951995C.2 | kV=.120 | kW=25.2 | pf=1 | Model=1 | Conn=wye | daily=LoadShape_PV1 | New Generator.PV226192801C0b phases=1 Bus1=SX2951995C.2 kV=.120 kW=25.2 pf=1 Model=1 Conn=wye daily=LoadShape_PV1 | New Generator.PV226192801C0b phases=1 Bus1=SX2951995C.2 kV=.120 kW=25.2 pf=1 Model=1 Conn=wye daily=LoadShape_PV1
New Generator.PV293664B0b | phases=1 | Bus1=SX3207907B.2 | kV=.120 | kW=25.2 | pf=1 | Model=1 | Conn=wye | daily=LoadShape_PV1 | New Generator.PV293664B0b phases=1 Bus1=SX3207907B.2 kV=.120 kW=25.2 pf=1 Model=1 Conn=wye daily=LoadShape_PV1 | New Generator.PV293664B0b phases=1 Bus1=SX3207907B.2 kV=.120 kW=25.2 pf=1 Model=1 Conn=wye daily=LoadShape_PV1
New Generator.PV21400253B0b | phases=1 | Bus1=SX2691959B.2 | kV=.120 | kW=25.2 | pf=1 | Model=1 | Conn=wye | daily=LoadShape_PV1 | New Generator.PV21400253B0b phases=1 Bus1=SX2691959B.2 kV=.120 kW=25.2 pf=1 Model=1 Conn=wye daily=LoadShape_PV1 | New Generator.PV21400253B0b phases=1 Bus1=SX2691959B.2 kV=.120 kW=25.2 pf=1 Model=1 Conn=wye daily=LoadShape_PV1
New Generator.PV21458756C0b | phases=1 | Bus1=SX3232301C.2 | kV=.120 | kW=25.2 | pf=1 | Model=1 | Conn=wye | daily=LoadShape_PV1 | New Generator.PV21458756C0b phases=1 Bus1=SX3232301C.2 kV=.120 kW=25.2 pf=1 Model=1 Conn=wye daily=LoadShape_PV1 | New Generator.PV21458756C0b phases=1 Bus1=SX3232301C.2 kV=.120 kW=25.2 pf=1 Model=1 Conn=wye daily=LoadShape_PV1
New Generator.PV260595B0a | phases=1 | Bus1=SX2767340B.1 | kV=.120 | kW=25.2 | pf=1 | Model=1 | Conn=wye | daily=LoadShape_PV1 | New Generator.PV260595B0a phases=1 Bus1=SX2767340B.1 kV=.120 kW=25.2 pf=1 Model=1 Conn=wye daily=LoadShape_PV1 | New Generator.PV260595B0a phases=1 Bus1=SX2767340B.1 kV=.120 kW=25.2 pf=1 Model=1 Conn=wye daily=LoadShape_PV1
New Generator.PV260595A0a | phases=1 | Bus1=SX2767340A.1 | kV=.120 | kW=25.2 | pf=1 | Model=1 | Conn=wye | daily=LoadShape_PV1 | New Generator.PV260595A0a phases=1 Bus1=SX2767340A.1 kV=.120 kW=25.2 pf=1 Model=1 Conn=wye daily=LoadShape_PV1 | New Generator.PV260595A0a phases=1 Bus1=SX2767340A.1 kV=.120 kW=25.2 pf=1 Model=1 Conn=wye daily=LoadShape_PV1
New Generator.PV21459651C0b | phases=1 | Bus1=SX2763812C.2 | kV=.120 | kW=25.2 | pf=1 | Model=1 | Conn=wye | daily=LoadShape_PV1 | New Generator.PV21459651C0b phases=1 Bus1=SX2763812C.2 kV=.120 kW=25.2 pf=1 Model=1 Conn=wye daily=LoadShape_PV1 | New Generator.PV21459651C0b phases=1 Bus1=SX2763812C.2 kV=.120 kW=25.2 pf=1 Model=1 Conn=wye daily=LoadShape_PV1
New Generator.PV226308729B0b | phases=1 | Bus1=SX3102286B.2 | kV=.120 | kW=25.2 | pf=1 | Model=1 | Conn=wye | daily=LoadShape_PV1 | New Generator.PV226308729B0b phases=1 Bus1=SX3102286B.2 kV=.120 kW=25.2 pf=1 Model=1 Conn=wye daily=LoadShape_PV1 | New Generator.PV226308729B0b phases=1 Bus1=SX3102286B.2 kV=.120 kW=25.2 pf=1 Model=1 Conn=wye daily=LoadShape_PV1
New Generator.PV226308730A0a | phases=1 | Bus1=SX2802481A.1 | kV=.120 | kW=25.2 | pf=1 | Model=1 | Conn=wye | daily=LoadShape_PV1 | New Generator.PV226308730A0a phases=1 Bus1=SX2802481A.1 kV=.120 kW=25.2 pf=1 Model=1 Conn=wye daily=LoadShape_PV1 | New Generator.PV226308730A0a phases=1 Bus1=SX2802481A.1 kV=.120 kW=25.2 pf=1 Model=1 Conn=wye daily=LoadShape_PV1
New Generator.PV227944551B0a | phases=1 | Bus1=SX3234149B.1 | kV=.120 | kW=25.2 | pf=1 | Model=1 | Conn=wye | daily=LoadShape_PV1 | New Generator.PV227944551B0a phases=1 Bus1=SX3234149B.1 kV=.120 kW=25.2 pf=1 Model=1 Conn=wye daily=LoadShape_PV1 | New Generator.PV227944551B0a phases=1 Bus1=SX3234149B.1 kV=.120 kW=25.2 pf=1 Model=1 Conn=wye daily=LoadShape_PV1
New Generator.PV226308720A0a | phases=1 | Bus1=SX2821087A.1 | kV=.120 | kW=25.2 | pf=1 | Model=1 | Conn=wye | daily=LoadShape_PV1 | New Generator.PV226308720A0a phases=1 Bus1=SX2821087A.1 kV=.120 kW=25.2 pf=1 Model=1 Conn=wye daily=LoadShape_PV1 | New Generator.PV226308720A0a phases=1 Bus1=SX2821087A.1 kV=.120 kW=25.2 pf=1 Model=1 Conn=wye daily=LoadShape_PV1
New Generator.PV226308716B0a | phases=1 | Bus1=SX2690187B.1 | kV=.120 | kW=25.2 | pf=1 | Model=1 | Conn=wye | daily=LoadShape_PV1 | New Generator.PV226308716B0a phases=1 Bus1=SX2690187B.1 kV=.120 kW=25.2 pf=1 Model=1 Conn=wye daily=LoadShape_PV1 | New Generator.PV226308716B0a phases=1 Bus1=SX2690187B.1 kV=.120 kW=25.2 pf=1 Model=1 Conn=wye daily=LoadShape_PV1
New Generator.PV21459629C0a | phases=1 | Bus1=SX2763811C.1 | kV=.120 | kW=20.16 | pf=1 | Model=1 | Conn=wye | daily=LoadShape_PV1 | New Generator.PV21459629C0a phases=1 Bus1=SX2763811C.1 kV=.120 kW=20.16 pf=1 Model=1 Conn=wye daily=LoadShape_PV1 | New Generator.PV21459629C0a phases=1 Bus1=SX2763811C.1 kV=.120 kW=20.16 pf=1 Model=1 Conn=wye daily=LoadShape_PV1
New Generator.PV2129466B0b | phases=1 | Bus1=SX3011293B.2 | kV=.120 | kW=20.16 | pf=1 | Model=1 | Conn=wye | daily=LoadShape_PV1 | New Generator.PV2129466B0b phases=1 Bus1=SX3011293B.2 kV=.120 kW=20.16 pf=1 Model=1 Conn=wye daily=LoadShape_PV1 | New Generator.PV2129466B0b phases=1 Bus1=SX3011293B.2 kV=.120 kW=20.16 pf=1 Model=1 Conn=wye daily=LoadShape_PV1
New Generator.PV21384099B0b | phases=1 | Bus1=SX3215385B.2 | kV=.120 | kW=20.16 | pf=1 | Model=1 | Conn=wye | daily=LoadShape_PV1 | New Generator.PV21384099B0b phases=1 Bus1=SX3215385B.2 kV=.120 kW=20.16 pf=1 Model=1 Conn=wye daily=LoadShape_PV1 | New Generator.PV21384099B0b phases=1 Bus1=SX3215385B.2 kV=.120 kW=20.16 pf=1 Model=1 Conn=wye daily=LoadShape_PV1
New Generator.PV227760021B0a | phases=1 | Bus1=SX2803199B.1 | kV=.120 | kW=20.16 | pf=1 | Model=1 | Conn=wye | daily=LoadShape_PV1 | New Generator.PV227760021B0a phases=1 Bus1=SX2803199B.1 kV=.120 kW=20.16 pf=1 Model=1 Conn=wye daily=LoadShape_PV1 | New Generator.PV227760021B0a phases=1 Bus1=SX2803199B.1 kV=.120 kW=20.16 pf=1 Model=1 Conn=wye daily=LoadShape_PV1
New Generator.PV227760024B0b | phases=1 | Bus1=SX3215203B.2 | kV=.120 | kW=20.16 | pf=1 | Model=1 | Conn=wye | daily=LoadShape_PV1 | New Generator.PV227760024B0b phases=1 Bus1=SX3215203B.2 kV=.120 kW=20.16 pf=1 Model=1 Conn=wye daily=LoadShape_PV1 | New Generator.PV227760024B0b phases=1 Bus1=SX3215203B.2 kV=.120 kW=20.16 pf=1 Model=1 Conn=wye daily=LoadShape_PV1
New Generator.PV2129466C0a | phases=1 | Bus1=SX3011293C.1 | kV=.120 | kW=20.16 | pf=1 | Model=1 | Conn=wye | daily=LoadShape_PV1 | New Generator.PV2129466C0a phases=1 Bus1=SX3011293C.1 kV=.120 kW=20.16 pf=1 Model=1 Conn=wye daily=LoadShape_PV1 | New Generator.PV2129466C0a phases=1 Bus1=SX3011293C.1 kV=.120 kW=20.16 pf=1 Model=1 Conn=wye daily=LoadShape_PV1
New Generator.PV21400215B0a | phases=1 | Bus1=SX3048231B.1 | kV=.120 | kW=20.16 | pf=1 | Model=1 | Conn=wye | daily=LoadShape_PV1 | New Generator.PV21400215B0a phases=1 Bus1=SX3048231B.1 kV=.120 kW=20.16 pf=1 Model=1 Conn=wye daily=LoadShape_PV1 | New Generator.PV21400215B0a phases=1 Bus1=SX3048231B.1 kV=.120 kW=20.16 pf=1 Model=1 Conn=wye daily=LoadShape_PV1
New Generator.PV338990B0b | phases=1 | Bus1=SX2673331B.2 | kV=.120 | kW=20.16 | pf=1 | Model=1 | Conn=wye | daily=LoadShape_PV1 | New Generator.PV338990B0b phases=1 Bus1=SX2673331B.2 kV=.120 kW=20.16 pf=1 Model=1 Conn=wye daily=LoadShape_PV1 | New Generator.PV338990B0b phases=1 Bus1=SX2673331B.2 kV=.120 kW=20.16 pf=1 Model=1 Conn=wye daily=LoadShape_PV1
New Generator.PV323264B0b | phases=1 | Bus1=SX3216344B.2 | kV=.120 | kW=20.16 | pf=1 | Model=1 | Conn=wye | daily=LoadShape_PV1 | New Generator.PV323264B0b phases=1 Bus1=SX3216344B.2 kV=.120 kW=20.16 pf=1 Model=1 Conn=wye daily=LoadShape_PV1 | New Generator.PV323264B0b phases=1 Bus1=SX3216344B.2 kV=.120 kW=20.16 pf=1 Model=1 Conn=wye daily=LoadShape_PV1
New Generator.PV293664C0b | phases=1 | Bus1=SX3207907C.2 | kV=.120 | kW=20.16 | pf=1 | Model=1 | Conn=wye | daily=LoadShape_PV1 | New Generator.PV293664C0b phases=1 Bus1=SX3207907C.2 kV=.120 kW=20.16 pf=1 Model=1 Conn=wye daily=LoadShape_PV1 | New Generator.PV293664C0b phases=1 Bus1=SX3207907C.2 kV=.120 kW=20.16 pf=1 Model=1 Conn=wye daily=LoadShape_PV1
New Generator.PV2212168880C0a | phases=1 | Bus1=SX2766499C.1 | kV=.120 | kW=20.16 | pf=1 | Model=1 | Conn=wye | daily=LoadShape_PV1 | New Generator.PV2212168880C0a phases=1 Bus1=SX2766499C.1 kV=.120 kW=20.16 pf=1 Model=1 Conn=wye daily=LoadShape_PV1 | New Generator.PV2212168880C0a phases=1 Bus1=SX2766499C.1 kV=.120 kW=20.16 pf=1 Model=1 Conn=wye daily=LoadShape_PV1
New Generator.PV225897943C0a | phases=1 | Bus1=SX2875754C.1 | kV=.120 | kW=20.16 | pf=1 | Model=1 | Conn=wye | daily=LoadShape_PV1 | New Generator.PV225897943C0a phases=1 Bus1=SX2875754C.1 kV=.120 kW=20.16 pf=1 Model=1 Conn=wye daily=LoadShape_PV1 | New Generator.PV225897943C0a phases=1 Bus1=SX2875754C.1 kV=.120 kW=20.16 pf=1 Model=1 Conn=wye daily=LoadShape_PV1
New Generator.PV227447984C0b | phases=1 | Bus1=SX2862616C.2 | kV=.120 | kW=20.16 | pf=1 | Model=1 | Conn=wye | daily=LoadShape_PV1 | New Generator.PV227447984C0b phases=1 Bus1=SX2862616C.2 kV=.120 kW=20.16 pf=1 Model=1 Conn=wye daily=LoadShape_PV1 | New Generator.PV227447984C0b phases=1 Bus1=SX2862616C.2 kV=.120 kW=20.16 pf=1 Model=1 Conn=wye daily=LoadShape_PV1
New Generator.PV338994B0a | phases=1 | Bus1=SX3160115B.1 | kV=.120 | kW=20.16 | pf=1 | Model=1 | Conn=wye | daily=LoadShape_PV1 | New Generator.PV338994B0a phases=1 Bus1=SX3160115B.1 kV=.120 kW=20.16 pf=1 Model=1 Conn=wye daily=LoadShape_PV1 | New Generator.PV338994B0a phases=1 Bus1=SX3160115B.1 kV=.120 kW=20.16 pf=1 Model=1 Conn=wye daily=LoadShape_PV1
New Generator.PV226308731A0b | phases=1 | Bus1=SX3214549A.2 | kV=.120 | kW=20.16 | pf=1 | Model=1 | Conn=wye | daily=LoadShape_PV1 | New Generator.PV226308731A0b phases=1 Bus1=SX3214549A.2 kV=.120 kW=20.16 pf=1 Model=1 Conn=wye daily=LoadShape_PV1 | New Generator.PV226308731A0b phases=1 Bus1=SX3214549A.2 kV=.120 kW=20.16 pf=1 Model=1 Conn=wye daily=LoadShape_PV1
New Generator.PV338923C0a | phases=1 | Bus1=SX3178972C.1 | kV=.120 | kW=20.16 | pf=1 | Model=1 | Conn=wye | daily=LoadShape_PV1 | New Generator.PV338923C0a phases=1 Bus1=SX3178972C.1 kV=.120 kW=20.16 pf=1 Model=1 Conn=wye daily=LoadShape_PV1 | New Generator.PV338923C0a phases=1 Bus1=SX3178972C.1 kV=.120 kW=20.16 pf=1 Model=1 Conn=wye daily=LoadShape_PV1
New Generator.PV228091193C0b | phases=1 | Bus1=SX3047289C.2 | kV=.120 | kW=20.16 | pf=1 | Model=1 | Conn=wye | daily=LoadShape_PV1 | New Generator.PV228091193C0b phases=1 Bus1=SX3047289C.2 kV=.120 kW=20.16 pf=1 Model=1 Conn=wye daily=LoadShape_PV1 | New Generator.PV228091193C0b phases=1 Bus1=SX3047289C.2 kV=.120 kW=20.16 pf=1 Model=1 Conn=wye daily=LoadShape_PV1
New Generator.PV227760024C0b | phases=1 | Bus1=SX3215203C.2 | kV=.120 | kW=16.2 | pf=1 | Model=1 | Conn=wye | daily=LoadShape_PV1 | New Generator.PV227760024C0b phases=1 Bus1=SX3215203C.2 kV=.120 kW=16.2 pf=1 Model=1 Conn=wye daily=LoadShape_PV1 | New Generator.PV227760024C0b phases=1 Bus1=SX3215203C.2 kV=.120 kW=16.2 pf=1 Model=1 Conn=wye daily=LoadShape_PV1
New Generator.PV2224230651C0a | phases=1 | Bus1=SX3645810C.1 | kV=.120 | kW=16.2 | pf=1 | Model=1 | Conn=wye | daily=LoadShape_PV1 | New Generator.PV2224230651C0a phases=1 Bus1=SX3645810C.1 kV=.120 kW=16.2 pf=1 Model=1 Conn=wye daily=LoadShape_PV1 | New Generator.PV2224230651C0a phases=1 Bus1=SX3645810C.1 kV=.120 kW=16.2 pf=1 Model=1 Conn=wye daily=LoadShape_PV1
New Generator.PV226308727B0a | phases=1 | Bus1=SX3233413B.1 | kV=.120 | kW=16.2 | pf=1 | Model=1 | Conn=wye | daily=LoadShape_PV1 | New Generator.PV226308727B0a phases=1 Bus1=SX3233413B.1 kV=.120 kW=16.2 pf=1 Model=1 Conn=wye daily=LoadShape_PV1 | New Generator.PV226308727B0a phases=1 Bus1=SX3233413B.1 kV=.120 kW=16.2 pf=1 Model=1 Conn=wye daily=LoadShape_PV1
New Generator.PV21400253B0a | phases=1 | Bus1=SX2691959B.1 | kV=.120 | kW=16.2 | pf=1 | Model=1 | Conn=wye | daily=LoadShape_PV1 | New Generator.PV21400253B0a phases=1 Bus1=SX2691959B.1 kV=.120 kW=16.2 pf=1 Model=1 Conn=wye daily=LoadShape_PV1 | New Generator.PV21400253B0a phases=1 Bus1=SX2691959B.1 kV=.120 kW=16.2 pf=1 Model=1 Conn=wye daily=LoadShape_PV1
New Generator.PV260643A0b | phases=1 | Bus1=SX2692660A.2 | kV=.120 | kW=16.2 | pf=1 | Model=1 | Conn=wye | daily=LoadShape_PV1 | New Generator.PV260643A0b phases=1 Bus1=SX2692660A.2 kV=.120 kW=16.2 pf=1 Model=1 Conn=wye daily=LoadShape_PV1 | New Generator.PV260643A0b phases=1 Bus1=SX2692660A.2 kV=.120 kW=16.2 pf=1 Model=1 Conn=wye daily=LoadShape_PV1
New Generator.PV21455388C0a | phases=1 | Bus1=SX2879089C.1 | kV=.120 | kW=16.2 | pf=1 | Model=1 | Conn=wye | daily=LoadShape_PV1 | New Generator.PV21455388C0a phases=1 Bus1=SX2879089C.1 kV=.120 kW=16.2 pf=1 Model=1 Conn=wye daily=LoadShape_PV1 | New Generator.PV21455388C0a phases=1 Bus1=SX2879089C.1 kV=.120 kW=16.2 pf=1 Model=1 Conn=wye daily=LoadShape_PV1
New Generator.PV2224230651C0b | phases=1 | Bus1=SX3645810C.2 | kV=.120 | kW=16.2 | pf=1 | Model=1 | Conn=wye | daily=LoadShape_PV1 | New Generator.PV2224230651C0b phases=1 Bus1=SX3645810C.2 kV=.120 kW=16.2 pf=1 Model=1 Conn=wye daily=LoadShape_PV1 | New Generator.PV2224230651C0b phases=1 Bus1=SX3645810C.2 kV=.120 kW=16.2 pf=1 Model=1 Conn=wye daily=LoadShape_PV1
New Generator.PV2120126B0b | phases=1 | Bus1=SX2814529B.2 | kV=.120 | kW=16.2 | pf=1 | Model=1 | Conn=wye | daily=LoadShape_PV1 | New Generator.PV2120126B0b phases=1 Bus1=SX2814529B.2 kV=.120 kW=16.2 pf=1 Model=1 Conn=wye daily=LoadShape_PV1 | New Generator.PV2120126B0b phases=1 Bus1=SX2814529B.2 kV=.120 kW=16.2 pf=1 Model=1 Conn=wye daily=LoadShape_PV1
New Generator.PV227917130C0a | phases=1 | Bus1=SX2803194C.1 | kV=.120 | kW=16.2 | pf=1 | Model=1 | Conn=wye | daily=LoadShape_PV1 | New Generator.PV227917130C0a phases=1 Bus1=SX2803194C.1 kV=.120 kW=16.2 pf=1 Model=1 Conn=wye daily=LoadShape_PV1 | New Generator.PV227917130C0a phases=1 Bus1=SX2803194C.1 kV=.120 kW=16.2 pf=1 Model=1 Conn=wye daily=LoadShape_PV1
New Generator.PV21236413B0a | phases=1 | Bus1=SX3085391B.1 | kV=.120 | kW=16.2 | pf=1 | Model=1 | Conn=wye | daily=LoadShape_PV1 | New Generator.PV21236413B0a phases=1 Bus1=SX3085391B.1 kV=.120 kW=16.2 pf=1 Model=1 Conn=wye daily=LoadShape_PV1 | New Generator.PV21236413B0a phases=1 Bus1=SX3085391B.1 kV=.120 kW=16.2 pf=1 Model=1 Conn=wye daily=LoadShape_PV1
New Generator.PV339005B0b | phases=1 | Bus1=SX2785535B.2 | kV=.120 | kW=16.2 | pf=1 | Model=1 | Conn=wye | daily=LoadShape_PV1 | New Generator.PV339005B0b phases=1 Bus1=SX2785535B.2 kV=.120 kW=16.2 pf=1 Model=1 Conn=wye daily=LoadShape_PV1 | New Generator.PV339005B0b phases=1 Bus1=SX2785535B.2 kV=.120 kW=16.2 pf=1 Model=1 Conn=wye daily=LoadShape_PV1
New Generator.PV339010B0a | phases=1 | Bus1=SX2691966B.1 | kV=.120 | kW=16.2 | pf=1 | Model=1 | Conn=wye | daily=LoadShape_PV1 | New Generator.PV339010B0a phases=1 Bus1=SX2691966B.1 kV=.120 kW=16.2 pf=1 Model=1 Conn=wye daily=LoadShape_PV1 | New Generator.PV339010B0a phases=1 Bus1=SX2691966B.1 kV=.120 kW=16.2 pf=1 Model=1 Conn=wye daily=LoadShape_PV1
New Generator.PV226308717A0a | phases=1 | Bus1=SX3233412A.1 | kV=.120 | kW=16.2 | pf=1 | Model=1 | Conn=wye | daily=LoadShape_PV1 | New Generator.PV226308717A0a phases=1 Bus1=SX3233412A.1 kV=.120 kW=16.2 pf=1 Model=1 Conn=wye daily=LoadShape_PV1 | New Generator.PV226308717A0a phases=1 Bus1=SX3233412A.1 kV=.120 kW=16.2 pf=1 Model=1 Conn=wye daily=LoadShape_PV1
New Generator.PV2212168874C0b | phases=1 | Bus1=SX2729207C.2 | kV=.120 | kW=16.2 | pf=1 | Model=1 | Conn=wye | daily=LoadShape_PV1 | New Generator.PV2212168874C0b phases=1 Bus1=SX2729207C.2 kV=.120 kW=16.2 pf=1 Model=1 Conn=wye daily=LoadShape_PV1 | New Generator.PV2212168874C0b phases=1 Bus1=SX2729207C.2 kV=.120 kW=16.2 pf=1 Model=1 Conn=wye daily=LoadShape_PV1
New Generator.PV323282B0a | phases=1 | Bus1=SX2897791B.1 | kV=.120 | kW=16.2 | pf=1 | Model=1 | Conn=wye | daily=LoadShape_PV1 | New Generator.PV323282B0a phases=1 Bus1=SX2897791B.1 kV=.120 kW=16.2 pf=1 Model=1 Conn=wye daily=LoadShape_PV1 | New Generator.PV323282B0a phases=1 Bus1=SX2897791B.1 kV=.120 kW=16.2 pf=1 Model=1 Conn=wye daily=LoadShape_PV1
New Generator.PV227447984C0a | phases=1 | Bus1=SX2862616C.1 | kV=.120 | kW=16.2 | pf=1 | Model=1 | Conn=wye | daily=LoadShape_PV1 | New Generator.PV227447984C0a phases=1 Bus1=SX2862616C.1 kV=.120 kW=16.2 pf=1 Model=1 Conn=wye daily=LoadShape_PV1 | New Generator.PV227447984C0a phases=1 Bus1=SX2862616C.1 kV=.120 kW=16.2 pf=1 Model=1 Conn=wye daily=LoadShape_PV1
New Generator.PV323394B0a | phases=1 | Bus1=SX2710504B.1 | kV=.120 | kW=16.2 | pf=1 | Model=1 | Conn=wye | daily=LoadShape_PV1 | New Generator.PV323394B0a phases=1 Bus1=SX2710504B.1 kV=.120 kW=16.2 pf=1 Model=1 Conn=wye daily=LoadShape_PV1 | New Generator.PV323394B0a phases=1 Bus1=SX2710504B.1 kV=.120 kW=16.2 pf=1 Model=1 Conn=wye daily=LoadShape_PV1
New Generator.PV228091193A0b | phases=1 | Bus1=SX3047289A.2 | kV=.120 | kW=16.2 | pf=1 | Model=1 | Conn=wye | daily=LoadShape_PV1 | New Generator.PV228091193A0b phases=1 Bus1=SX3047289A.2 kV=.120 kW=16.2 pf=1 Model=1 Conn=wye daily=LoadShape_PV1 | New Generator.PV228091193A0b phases=1 Bus1=SX3047289A.2 kV=.120 kW=16.2 pf=1 Model=1 Conn=wye daily=LoadShape_PV1
New Generator.PV293652B0b | phases=1 | Bus1=SX3235258B.2 | kV=.120 | kW=16.2 | pf=1 | Model=1 | Conn=wye | daily=LoadShape_PV1 | New Generator.PV293652B0b phases=1 Bus1=SX3235258B.2 kV=.120 kW=16.2 pf=1 Model=1 Conn=wye daily=LoadShape_PV1 | New Generator.PV293652B0b phases=1 Bus1=SX3235258B.2 kV=.120 kW=16.2 pf=1 Model=1 Conn=wye daily=LoadShape_PV1
New Generator.PV260577C0b | phases=1 | Bus1=SX2767341C.2 | kV=.120 | kW=16.2 | pf=1 | Model=1 | Conn=wye | daily=LoadShape_PV1 | New Generator.PV260577C0b phases=1 Bus1=SX2767341C.2 kV=.120 kW=16.2 pf=1 Model=1 Conn=wye daily=LoadShape_PV1 | New Generator.PV260577C0b phases=1 Bus1=SX2767341C.2 kV=.120 kW=16.2 pf=1 Model=1 Conn=wye daily=LoadShape_PV1
New Generator.PV260605A0b | phases=1 | Bus1=SX2973791A.2 | kV=.120 | kW=14.4 | pf=1 | Model=1 | Conn=wye | daily=LoadShape_PV1 | New Generator.PV260605A0b phases=1 Bus1=SX2973791A.2 kV=.120 kW=14.4 pf=1 Model=1 Conn=wye daily=LoadShape_PV1 | New Generator.PV260605A0b phases=1 Bus1=SX2973791A.2 kV=.120 kW=14.4 pf=1 Model=1 Conn=wye daily=LoadShape_PV1
New Generator.PV2120126A0b | phases=1 | Bus1=SX2814529A.2 | kV=.120 | kW=14.4 | pf=1 | Model=1 | Conn=wye | daily=LoadShape_PV1 | New Generator.PV2120126A0b phases=1 Bus1=SX2814529A.2 kV=.120 kW=14.4 pf=1 Model=1 Conn=wye daily=LoadShape_PV1 | New Generator.PV2120126A0b phases=1 Bus1=SX2814529A.2 kV=.120 kW=14.4 pf=1 Model=1 Conn=wye daily=LoadShape_PV1
New Generator.PV2224387053A0a | phases=1 | Bus1=SX3728039A.1 | kV=.120 | kW=14.4 | pf=1 | Model=1 | Conn=wye | daily=LoadShape_PV1 | New Generator.PV2224387053A0a phases=1 Bus1=SX3728039A.1 kV=.120 kW=14.4 pf=1 Model=1 Conn=wye daily=LoadShape_PV1 | New Generator.PV2224387053A0a phases=1 Bus1=SX3728039A.1 kV=.120 kW=14.4 pf=1 Model=1 Conn=wye daily=LoadShape_PV1
New Generator.PV338964C0a | phases=1 | Bus1=SX3104117C.1 | kV=.120 | kW=14.4 | pf=1 | Model=1 | Conn=wye | daily=LoadShape_PV1 | New Generator.PV338964C0a phases=1 Bus1=SX3104117C.1 kV=.120 kW=14.4 pf=1 Model=1 Conn=wye daily=LoadShape_PV1 | New Generator.PV338964C0a phases=1 Bus1=SX3104117C.1 kV=.120 kW=14.4 pf=1 Model=1 Conn=wye daily=LoadShape_PV1
New Generator.PV260473A0a | phases=1 | Bus1=SX2861222A.1 | kV=.120 | kW=14.4 | pf=1 | Model=1 | Conn=wye | daily=LoadShape_PV1 | New Generator.PV260473A0a phases=1 Bus1=SX2861222A.1 kV=.120 kW=14.4 pf=1 Model=1 Conn=wye daily=LoadShape_PV1 | New Generator.PV260473A0a phases=1 Bus1=SX2861222A.1 kV=.120 kW=14.4 pf=1 Model=1 Conn=wye daily=LoadShape_PV1
New Generator.PV2224237653A0a | phases=1 | Bus1=SX3649302A.1 | kV=.120 | kW=14.4 | pf=1 | Model=1 | Conn=wye | daily=LoadShape_PV1 | New Generator.PV2224237653A0a phases=1 Bus1=SX3649302A.1 kV=.120 kW=14.4 pf=1 Model=1 Conn=wye daily=LoadShape_PV1 | New Generator.PV2224237653A0a phases=1 Bus1=SX3649302A.1 kV=.120 kW=14.4 pf=1 Model=1 Conn=wye daily=LoadShape_PV1
New Generator.PV323391B0a | phases=1 | Bus1=SX3159037B.1 | kV=.120 | kW=14.4 | pf=1 | Model=1 | Conn=wye | daily=LoadShape_PV1 | New Generator.PV323391B0a phases=1 Bus1=SX3159037B.1 kV=.120 kW=14.4 pf=1 Model=1 Conn=wye daily=LoadShape_PV1 | New Generator.PV323391B0a phases=1 Bus1=SX3159037B.1 kV=.120 kW=14.4 pf=1 Model=1 Conn=wye daily=LoadShape_PV1
New Generator.PV260491C0b | phases=1 | Bus1=SX2805031C.2 | kV=.120 | kW=14.4 | pf=1 | Model=1 | Conn=wye | daily=LoadShape_PV1 | New Generator.PV260491C0b phases=1 Bus1=SX2805031C.2 kV=.120 kW=14.4 pf=1 Model=1 Conn=wye daily=LoadShape_PV1 | New Generator.PV260491C0b phases=1 Bus1=SX2805031C.2 kV=.120 kW=14.4 pf=1 Model=1 Conn=wye daily=LoadShape_PV1
New Generator.PV260607B0b | phases=1 | Bus1=SX3029055B.2 | kV=.120 | kW=14.4 | pf=1 | Model=1 | Conn=wye | daily=LoadShape_PV1 | New Generator.PV260607B0b phases=1 Bus1=SX3029055B.2 kV=.120 kW=14.4 pf=1 Model=1 Conn=wye daily=LoadShape_PV1 | New Generator.PV260607B0b phases=1 Bus1=SX3029055B.2 kV=.120 kW=14.4 pf=1 Model=1 Conn=wye daily=LoadShape_PV1
New Generator.PV138567A0b | phases=1 | Bus1=SX2748129A.2 | kV=.120 | kW=14.4 | pf=1 | Model=1 | Conn=wye | daily=LoadShape_PV1 | New Generator.PV138567A0b phases=1 Bus1=SX2748129A.2 kV=.120 kW=14.4 pf=1 Model=1 Conn=wye daily=LoadShape_PV1 | New Generator.PV138567A0b phases=1 Bus1=SX2748129A.2 kV=.120 kW=14.4 pf=1 Model=1 Conn=wye daily=LoadShape_PV1
New Generator.PV260535C0b | phases=1 | Bus1=SX3067507C.2 | kV=.120 | kW=14.4 | pf=1 | Model=1 | Conn=wye | daily=LoadShape_PV1 | New Generator.PV260535C0b phases=1 Bus1=SX3067507C.2 kV=.120 kW=14.4 pf=1 Model=1 Conn=wye daily=LoadShape_PV1 | New Generator.PV260535C0b phases=1 Bus1=SX3067507C.2 kV=.120 kW=14.4 pf=1 Model=1 Conn=wye daily=LoadShape_PV1
New Generator.PV21393454B0b | phases=1 | Bus1=SX3179699B.2 | kV=.120 | kW=14.4 | pf=1 | Model=1 | Conn=wye | daily=LoadShape_PV1 | New Generator.PV21393454B0b phases=1 Bus1=SX3179699B.2 kV=.120 kW=14.4 pf=1 Model=1 Conn=wye daily=LoadShape_PV1 | New Generator.PV21393454B0b phases=1 Bus1=SX3179699B.2 kV=.120 kW=14.4 pf=1 Model=1 Conn=wye daily=LoadShape_PV1
New Generator.PV223400157C0a | phases=1 | Bus1=SX3150961C.1 | kV=.120 | kW=14.4 | pf=1 | Model=1 | Conn=wye | daily=LoadShape_PV1 | New Generator.PV223400157C0a phases=1 Bus1=SX3150961C.1 kV=.120 kW=14.4 pf=1 Model=1 Conn=wye daily=LoadShape_PV1 | New Generator.PV223400157C0a phases=1 Bus1=SX3150961C.1 kV=.120 kW=14.4 pf=1 Model=1 Conn=wye daily=LoadShape_PV1
New Generator.PV355433C0a | phases=1 | Bus1=SX2991933C.1 | kV=.120 | kW=14.4 | pf=1 | Model=1 | Conn=wye | daily=LoadShape_PV1 | New Generator.PV355433C0a phases=1 Bus1=SX2991933C.1 kV=.120 kW=14.4 pf=1 Model=1 Conn=wye daily=LoadShape_PV1 | New Generator.PV355433C0a phases=1 Bus1=SX2991933C.1 kV=.120 kW=14.4 pf=1 Model=1 Conn=wye daily=LoadShape_PV1
New Generator.PV355431C0a | phases=1 | Bus1=SX3048222C.1 | kV=.120 | kW=14.4 | pf=1 | Model=1 | Conn=wye | daily=LoadShape_PV1 | New Generator.PV355431C0a phases=1 Bus1=SX3048222C.1 kV=.120 kW=14.4 pf=1 Model=1 Conn=wye daily=LoadShape_PV1 | New Generator.PV355431C0a phases=1 Bus1=SX3048222C.1 kV=.120 kW=14.4 pf=1 Model=1 Conn=wye daily=LoadShape_PV1
New Generator.PV260586B0a | phases=1 | Bus1=SX3048887B.1 | kV=.120 | kW=14.4 | pf=1 | Model=1 | Conn=wye | daily=LoadShape_PV1 | New Generator.PV260586B0a phases=1 Bus1=SX3048887B.1 kV=.120 kW=14.4 pf=1 Model=1 Conn=wye daily=LoadShape_PV1 | New Generator.PV260586B0a phases=1 Bus1=SX3048887B.1 kV=.120 kW=14.4 pf=1 Model=1 Conn=wye daily=LoadShape_PV1
New Generator.PV227921427C0a | phases=1 | Bus1=SX2915542C.1 | kV=.120 | kW=14.4 | pf=1 | Model=1 | Conn=wye | daily=LoadShape_PV1 | New Generator.PV227921427C0a phases=1 Bus1=SX2915542C.1 kV=.120 kW=14.4 pf=1 Model=1 Conn=wye daily=LoadShape_PV1 | New Generator.PV227921427C0a phases=1 Bus1=SX2915542C.1 kV=.120 kW=14.4 pf=1 Model=1 Conn=wye daily=LoadShape_PV1
New Generator.PV227731863A0b | phases=1 | Bus1=SX3177665A.2 | kV=.120 | kW=14.4 | pf=1 | Model=1 | Conn=wye | daily=LoadShape_PV1 | New Generator.PV227731863A0b phases=1 Bus1=SX3177665A.2 kV=.120 kW=14.4 pf=1 Model=1 Conn=wye daily=LoadShape_PV1 | New Generator.PV227731863A0b phases=1 Bus1=SX3177665A.2 kV=.120 kW=14.4 pf=1 Model=1 Conn=wye daily=LoadShape_PV1
New Generator.PV2224230615C0a | phases=1 | Bus1=SX3645809C.1 | kV=.120 | kW=14.4 | pf=1 | Model=1 | Conn=wye | daily=LoadShape_PV1 | New Generator.PV2224230615C0a phases=1 Bus1=SX3645809C.1 kV=.120 kW=14.4 pf=1 Model=1 Conn=wye daily=LoadShape_PV1 | New Generator.PV2224230615C0a phases=1 Bus1=SX3645809C.1 kV=.120 kW=14.4 pf=1 Model=1 Conn=wye daily=LoadShape_PV1
New Generator.PV321890C0a | phases=1 | Bus1=SX3104118C.1 | kV=.120 | kW=14.4 | pf=1 | Model=1 | Conn=wye | daily=LoadShape_PV1 | New Generator.PV321890C0a phases=1 Bus1=SX3104118C.1 kV=.120 kW=14.4 pf=1 Model=1 Conn=wye daily=LoadShape_PV1 | New Generator.PV321890C0a phases=1 Bus1=SX3104118C.1 kV=.120 kW=14.4 pf=1 Model=1 Conn=wye daily=LoadShape_PV1
New Generator.PV21373784A0a | phases=1 | Bus1=SX3066817A.1 | kV=.120 | kW=14.4 | pf=1 | Model=1 | Conn=wye | daily=LoadShape_PV1 | New Generator.PV21373784A0a phases=1 Bus1=SX3066817A.1 kV=.120 kW=14.4 pf=1 Model=1 Conn=wye daily=LoadShape_PV1 | New Generator.PV21373784A0a phases=1 Bus1=SX3066817A.1 kV=.120 kW=14.4 pf=1 Model=1 Conn=wye daily=LoadShape_PV1
New Generator.PV356793C0a | phases=1 | Bus1=SX3179608C.1 | kV=.120 | kW=14.4 | pf=1 | Model=1 | Conn=wye | daily=LoadShape_PV1 | New Generator.PV356793C0a phases=1 Bus1=SX3179608C.1 kV=.120 kW=14.4 pf=1 Model=1 Conn=wye daily=LoadShape_PV1 | New Generator.PV356793C0a phases=1 Bus1=SX3179608C.1 kV=.120 kW=14.4 pf=1 Model=1 Conn=wye daily=LoadShape_PV1
New Generator.PV247170B0b | phases=1 | Bus1=SX2897784B.2 | kV=.120 | kW=14.4 | pf=1 | Model=1 | Conn=wye | daily=LoadShape_PV1 | New Generator.PV247170B0b phases=1 Bus1=SX2897784B.2 kV=.120 kW=14.4 pf=1 Model=1 Conn=wye daily=LoadShape_PV1 | New Generator.PV247170B0b phases=1 Bus1=SX2897784B.2 kV=.120 kW=14.4 pf=1 Model=1 Conn=wye daily=LoadShape_PV1
New Generator.PV138797B0b | phases=1 | Bus1=SX3198358B.2 | kV=.120 | kW=14.4 | pf=1 | Model=1 | Conn=wye | daily=LoadShape_PV1 | New Generator.PV138797B0b phases=1 Bus1=SX3198358B.2 kV=.120 kW=14.4 pf=1 Model=1 Conn=wye daily=LoadShape_PV1 | New Generator.PV138797B0b phases=1 Bus1=SX3198358B.2 kV=.120 kW=14.4 pf=1 Model=1 Conn=wye daily=LoadShape_PV1
New Generator.PV21384099C0a | phases=1 | Bus1=SX3215385C.1 | kV=.120 | kW=14.4 | pf=1 | Model=1 | Conn=wye | daily=LoadShape_PV1 | New Generator.PV21384099C0a phases=1 Bus1=SX3215385C.1 kV=.120 kW=14.4 pf=1 Model=1 Conn=wye daily=LoadShape_PV1 | New Generator.PV21384099C0a phases=1 Bus1=SX3215385C.1 kV=.120 kW=14.4 pf=1 Model=1 Conn=wye daily=LoadShape_PV1
New Generator.PV338969A0b | phases=1 | Bus1=SX3104129A.2 | kV=.120 | kW=14.4 | pf=1 | Model=1 | Conn=wye | daily=LoadShape_PV1 | New Generator.PV338969A0b phases=1 Bus1=SX3104129A.2 kV=.120 kW=14.4 pf=1 Model=1 Conn=wye daily=LoadShape_PV1 | New Generator.PV338969A0b phases=1 Bus1=SX3104129A.2 kV=.120 kW=14.4 pf=1 Model=1 Conn=wye daily=LoadShape_PV1
New Generator.PV293664A0a | phases=1 | Bus1=SX3207907A.1 | kV=.120 | kW=14.4 | pf=1 | Model=1 | Conn=wye | daily=LoadShape_PV1 | New Generator.PV293664A0a phases=1 Bus1=SX3207907A.1 kV=.120 kW=14.4 pf=1 Model=1 Conn=wye daily=LoadShape_PV1 | New Generator.PV293664A0a phases=1 Bus1=SX3207907A.1 kV=.120 kW=14.4 pf=1 Model=1 Conn=wye daily=LoadShape_PV1
New Generator.PV339052C0b | phases=1 | Bus1=SX3118855C.2 | kV=.120 | kW=14.4 | pf=1 | Model=1 | Conn=wye | daily=LoadShape_PV1 | New Generator.PV339052C0b phases=1 Bus1=SX3118855C.2 kV=.120 kW=14.4 pf=1 Model=1 Conn=wye daily=LoadShape_PV1 | New Generator.PV339052C0b phases=1 Bus1=SX3118855C.2 kV=.120 kW=14.4 pf=1 Model=1 Conn=wye daily=LoadShape_PV1
New Generator.PV260598A0b | phases=1 | Bus1=SX3067478A.2 | kV=.120 | kW=14.4 | pf=1 | Model=1 | Conn=wye | daily=LoadShape_PV1 | New Generator.PV260598A0b phases=1 Bus1=SX3067478A.2 kV=.120 kW=14.4 pf=1 Model=1 Conn=wye daily=LoadShape_PV1 | New Generator.PV260598A0b phases=1 Bus1=SX3067478A.2 kV=.120 kW=14.4 pf=1 Model=1 Conn=wye daily=LoadShape_PV1
New Generator.PV218474A0a | phases=1 | Bus1=SX3217056A.1 | kV=.120 | kW=14.4 | pf=1 | Model=1 | Conn=wye | daily=LoadShape_PV1 | New Generator.PV218474A0a phases=1 Bus1=SX3217056A.1 kV=.120 kW=14.4 pf=1 Model=1 Conn=wye daily=LoadShape_PV1 | New Generator.PV218474A0a phases=1 Bus1=SX3217056A.1 kV=.120 kW=14.4 pf=1 Model=1 Conn=wye daily=LoadShape_PV1
New Generator.PV21474556A0b | phases=1 | Bus1=SX3086098A.2 | kV=.120 | kW=14.4 | pf=1 | Model=1 | Conn=wye | daily=LoadShape_PV1 | New Generator.PV21474556A0b phases=1 Bus1=SX3086098A.2 kV=.120 kW=14.4 pf=1 Model=1 Conn=wye daily=LoadShape_PV1 | New Generator.PV21474556A0b phases=1 Bus1=SX3086098A.2 kV=.120 kW=14.4 pf=1 Model=1 Conn=wye daily=LoadShape_PV1
New Generator.PV227917127C0a | phases=1 | Bus1=SX2690868C.1 | kV=.120 | kW=14.4 | pf=1 | Model=1 | Conn=wye | daily=LoadShape_PV1 | New Generator.PV227917127C0a phases=1 Bus1=SX2690868C.1 kV=.120 kW=14.4 pf=1 Model=1 Conn=wye daily=LoadShape_PV1 | New Generator.PV227917127C0a phases=1 Bus1=SX2690868C.1 kV=.120 kW=14.4 pf=1 Model=1 Conn=wye daily=LoadShape_PV1
New Generator.PV2224237384A0b | phases=1 | Bus1=SX3649298A.2 | kV=.120 | kW=14.4 | pf=1 | Model=1 | Conn=wye | daily=LoadShape_PV1 | New Generator.PV2224237384A0b phases=1 Bus1=SX3649298A.2 kV=.120 kW=14.4 pf=1 Model=1 Conn=wye daily=LoadShape_PV1 | New Generator.PV2224237384A0b phases=1 Bus1=SX3649298A.2 kV=.120 kW=14.4 pf=1 Model=1 Conn=wye daily=LoadShape_PV1
New Generator.PV302733B0b | phases=1 | Bus1=SX2860491B.2 | kV=.120 | kW=14.4 | pf=1 | Model=1 | Conn=wye | daily=LoadShape_PV1 | New Generator.PV302733B0b phases=1 Bus1=SX2860491B.2 kV=.120 kW=14.4 pf=1 Model=1 Conn=wye daily=LoadShape_PV1 | New Generator.PV302733B0b phases=1 Bus1=SX2860491B.2 kV=.120 kW=14.4 pf=1 Model=1 Conn=wye daily=LoadShape_PV1
New Generator.PV227760021C0b | phases=1 | Bus1=SX2803199C.2 | kV=.120 | kW=14.4 | pf=1 | Model=1 | Conn=wye | daily=LoadShape_PV1 | New Generator.PV227760021C0b phases=1 Bus1=SX2803199C.2 kV=.120 kW=14.4 pf=1 Model=1 Conn=wye daily=LoadShape_PV1 | New Generator.PV227760021C0b phases=1 Bus1=SX2803199C.2 kV=.120 kW=14.4 pf=1 Model=1 Conn=wye daily=LoadShape_PV1
New Generator.PV226308728A0b | phases=1 | Bus1=SX3027671A.2 | kV=.120 | kW=14.4 | pf=1 | Model=1 | Conn=wye | daily=LoadShape_PV1 | New Generator.PV226308728A0b phases=1 Bus1=SX3027671A.2 kV=.120 kW=14.4 pf=1 Model=1 Conn=wye daily=LoadShape_PV1 | New Generator.PV226308728A0b phases=1 Bus1=SX3027671A.2 kV=.120 kW=14.4 pf=1 Model=1 Conn=wye daily=LoadShape_PV1
New Generator.PV138754B0b | phases=1 | Bus1=SX3254212B.2 | kV=.120 | kW=14.4 | pf=1 | Model=1 | Conn=wye | daily=LoadShape_PV1 | New Generator.PV138754B0b phases=1 Bus1=SX3254212B.2 kV=.120 kW=14.4 pf=1 Model=1 Conn=wye daily=LoadShape_PV1 | New Generator.PV138754B0b phases=1 Bus1=SX3254212B.2 kV=.120 kW=14.4 pf=1 Model=1 Conn=wye daily=LoadShape_PV1
New Generator.PV260464A0b | phases=1 | Bus1=SX2730187A.2 | kV=.120 | kW=14.4 | pf=1 | Model=1 | Conn=wye | daily=LoadShape_PV1 | New Generator.PV260464A0b phases=1 Bus1=SX2730187A.2 kV=.120 kW=14.4 pf=1 Model=1 Conn=wye daily=LoadShape_PV1 | New Generator.PV260464A0b phases=1 Bus1=SX2730187A.2 kV=.120 kW=14.4 pf=1 Model=1 Conn=wye daily=LoadShape_PV1
New Generator.PV337636C0a | phases=1 | Bus1=SX2841619C.1 | kV=.120 | kW=14.4 | pf=1 | Model=1 | Conn=wye | daily=LoadShape_PV1 | New Generator.PV337636C0a phases=1 Bus1=SX2841619C.1 kV=.120 kW=14.4 pf=1 Model=1 Conn=wye daily=LoadShape_PV1 | New Generator.PV337636C0a phases=1 Bus1=SX2841619C.1 kV=.120 kW=14.4 pf=1 Model=1 Conn=wye daily=LoadShape_PV1
New Generator.PV21382813A0b | phases=1 | Bus1=SX2748781A.2 | kV=.120 | kW=14.4 | pf=1 | Model=1 | Conn=wye | daily=LoadShape_PV1 | New Generator.PV21382813A0b phases=1 Bus1=SX2748781A.2 kV=.120 kW=14.4 pf=1 Model=1 Conn=wye daily=LoadShape_PV1 | New Generator.PV21382813A0b phases=1 Bus1=SX2748781A.2 kV=.120 kW=14.4 pf=1 Model=1 Conn=wye daily=LoadShape_PV1
New Generator.PV338931C0a | phases=1 | Bus1=SX2785521C.1 | kV=.120 | kW=14.4 | pf=1 | Model=1 | Conn=wye | daily=LoadShape_PV1 | New Generator.PV338931C0a phases=1 Bus1=SX2785521C.1 kV=.120 kW=14.4 pf=1 Model=1 Conn=wye daily=LoadShape_PV1 | New Generator.PV338931C0a phases=1 Bus1=SX2785521C.1 kV=.120 kW=14.4 pf=1 Model=1 Conn=wye daily=LoadShape_PV1
New Generator.PV227760021A0b | phases=1 | Bus1=SX2803199A.2 | kV=.120 | kW=14.4 | pf=1 | Model=1 | Conn=wye | daily=LoadShape_PV1 | New Generator.PV227760021A0b phases=1 Bus1=SX2803199A.2 kV=.120 kW=14.4 pf=1 Model=1 Conn=wye daily=LoadShape_PV1 | New Generator.PV227760021A0b phases=1 Bus1=SX2803199A.2 kV=.120 kW=14.4 pf=1 Model=1 Conn=wye daily=LoadShape_PV1
New Generator.PV260555A0b | phases=1 | Bus1=SX3048962A.2 | kV=.120 | kW=14.4 | pf=1 | Model=1 | Conn=wye | daily=LoadShape_PV1 | New Generator.PV260555A0b phases=1 Bus1=SX3048962A.2 kV=.120 kW=14.4 pf=1 Model=1 Conn=wye daily=LoadShape_PV1 | New Generator.PV260555A0b phases=1 Bus1=SX3048962A.2 kV=.120 kW=14.4 pf=1 Model=1 Conn=wye daily=LoadShape_PV1
New Generator.PV2120126C0b | phases=1 | Bus1=SX2814529C.2 | kV=.120 | kW=14.4 | pf=1 | Model=1 | Conn=wye | daily=LoadShape_PV1 | New Generator.PV2120126C0b phases=1 Bus1=SX2814529C.2 kV=.120 kW=14.4 pf=1 Model=1 Conn=wye daily=LoadShape_PV1 | New Generator.PV2120126C0b phases=1 Bus1=SX2814529C.2 kV=.120 kW=14.4 pf=1 Model=1 Conn=wye daily=LoadShape_PV1
New Generator.PV2224386863A0a | phases=1 | Bus1=SX3727710A.1 | kV=.120 | kW=14.4 | pf=1 | Model=1 | Conn=wye | daily=LoadShape_PV1 | New Generator.PV2224386863A0a phases=1 Bus1=SX3727710A.1 kV=.120 kW=14.4 pf=1 Model=1 Conn=wye daily=LoadShape_PV1 | New Generator.PV2224386863A0a phases=1 Bus1=SX3727710A.1 kV=.120 kW=14.4 pf=1 Model=1 Conn=wye daily=LoadShape_PV1
New Generator.PV225940756B0b | phases=1 | Bus1=SX2913406B.2 | kV=.120 | kW=14.4 | pf=1 | Model=1 | Conn=wye | daily=LoadShape_PV1 | New Generator.PV225940756B0b phases=1 Bus1=SX2913406B.2 kV=.120 kW=14.4 pf=1 Model=1 Conn=wye daily=LoadShape_PV1 | New Generator.PV225940756B0b phases=1 Bus1=SX2913406B.2 kV=.120 kW=14.4 pf=1 Model=1 Conn=wye daily=LoadShape_PV1
New Generator.PV138262A0a | phases=1 | Bus1=SX3029502A.1 | kV=.120 | kW=14.4 | pf=1 | Model=1 | Conn=wye | daily=LoadShape_PV1 | New Generator.PV138262A0a phases=1 Bus1=SX3029502A.1 kV=.120 kW=14.4 pf=1 Model=1 Conn=wye daily=LoadShape_PV1 | New Generator.PV138262A0a phases=1 Bus1=SX3029502A.1 kV=.120 kW=14.4 pf=1 Model=1 Conn=wye daily=LoadShape_PV1
New Generator.PV21384099A0b | phases=1 | Bus1=SX3215385A.2 | kV=.120 | kW=14.4 | pf=1 | Model=1 | Conn=wye | daily=LoadShape_PV1 | New Generator.PV21384099A0b phases=1 Bus1=SX3215385A.2 kV=.120 kW=14.4 pf=1 Model=1 Conn=wye daily=LoadShape_PV1 | New Generator.PV21384099A0b phases=1 Bus1=SX3215385A.2 kV=.120 kW=14.4 pf=1 Model=1 Conn=wye daily=LoadShape_PV1
New Generator.PV227760024A0b | phases=1 | Bus1=SX3215203A.2 | kV=.120 | kW=14.4 | pf=1 | Model=1 | Conn=wye | daily=LoadShape_PV1 | New Generator.PV227760024A0b phases=1 Bus1=SX3215203A.2 kV=.120 kW=14.4 pf=1 Model=1 Conn=wye daily=LoadShape_PV1 | New Generator.PV227760024A0b phases=1 Bus1=SX3215203A.2 kV=.120 kW=14.4 pf=1 Model=1 Conn=wye daily=LoadShape_PV1
New Generator.PV2224237713A0a | phases=1 | Bus1=SX3649304A.1 | kV=.120 | kW=14.4 | pf=1 | Model=1 | Conn=wye | daily=LoadShape_PV1 | New Generator.PV2224237713A0a phases=1 Bus1=SX3649304A.1 kV=.120 kW=14.4 pf=1 Model=1 Conn=wye daily=LoadShape_PV1 | New Generator.PV2224237713A0a phases=1 Bus1=SX3649304A.1 kV=.120 kW=14.4 pf=1 Model=1 Conn=wye daily=LoadShape_PV1
New Generator.PV302804C0a | phases=1 | Bus1=SX3141399C.1 | kV=.120 | kW=14.4 | pf=1 | Model=1 | Conn=wye | daily=LoadShape_PV1 | New Generator.PV302804C0a phases=1 Bus1=SX3141399C.1 kV=.120 kW=14.4 pf=1 Model=1 Conn=wye daily=LoadShape_PV1 | New Generator.PV302804C0a phases=1 Bus1=SX3141399C.1 kV=.120 kW=14.4 pf=1 Model=1 Conn=wye daily=LoadShape_PV1
New Generator.PV228532641A0b | phases=1 | Bus1=SX3091052A.2 | kV=.120 | kW=14.4 | pf=1 | Model=1 | Conn=wye | daily=LoadShape_PV1 | New Generator.PV228532641A0b phases=1 Bus1=SX3091052A.2 kV=.120 kW=14.4 pf=1 Model=1 Conn=wye daily=LoadShape_PV1 | New Generator.PV228532641A0b phases=1 Bus1=SX3091052A.2 kV=.120 kW=14.4 pf=1 Model=1 Conn=wye daily=LoadShape_PV1
New Generator.PV293658C0a | phases=1 | Bus1=SX3189188C.1 | kV=.120 | kW=14.4 | pf=1 | Model=1 | Conn=wye | daily=LoadShape_PV1 | New Generator.PV293658C0a phases=1 Bus1=SX3189188C.1 kV=.120 kW=14.4 pf=1 Model=1 Conn=wye daily=LoadShape_PV1 | New Generator.PV293658C0a phases=1 Bus1=SX3189188C.1 kV=.120 kW=14.4 pf=1 Model=1 Conn=wye daily=LoadShape_PV1
New Generator.PV138652C0b | phases=1 | Bus1=SX2766718C.2 | kV=.120 | kW=14.4 | pf=1 | Model=1 | Conn=wye | daily=LoadShape_PV1 | New Generator.PV138652C0b phases=1 Bus1=SX2766718C.2 kV=.120 kW=14.4 pf=1 Model=1 Conn=wye daily=LoadShape_PV1 | New Generator.PV138652C0b phases=1 Bus1=SX2766718C.2 kV=.120 kW=14.4 pf=1 Model=1 Conn=wye daily=LoadShape_PV1
New Generator.PV228091193B0a | phases=1 | Bus1=SX3047289B.1 | kV=.120 | kW=14.4 | pf=1 | Model=1 | Conn=wye | daily=LoadShape_PV1 | New Generator.PV228091193B0a phases=1 Bus1=SX3047289B.1 kV=.120 kW=14.4 pf=1 Model=1 Conn=wye daily=LoadShape_PV1 | New Generator.PV228091193B0a phases=1 Bus1=SX3047289B.1 kV=.120 kW=14.4 pf=1 Model=1 Conn=wye daily=LoadShape_PV1

## tpx
Load.138236B0 | Line.Tpx138236B0.faultrate=0
Load.138237B0 | Line.Tpx138237B0.faultrate=0
Load.138258C0 | Line.Tpx138258C0.faultrate=0
Load.138259C0 | Line.Tpx138259C0.faultrate=0
Load.138260A0 | Line.Tpx138260A0.faultrate=0
Load.138262A0 | Line.Tpx138262A0.faultrate=0
Load.138264B0 | Line.Tpx138264B0.faultrate=0
Load.138265A0 | Line.Tpx138265A0.faultrate=0
Load.138294B0 | Line.Tpx138294B0.faultrate=0
Load.138313A0 | Line.Tpx138313A0.faultrate=0
Load.138342C0 | Line.Tpx138342C0.faultrate=0
Load.138343C0 | Line.Tpx138343C0.faultrate=0
Load.138346C0 | Line.Tpx138346C0.faultrate=0
Load.138371C0 | Line.Tpx138371C0.faultrate=0
Load.138372C0 | Line.Tpx138372C0.faultrate=0
Load.138373C0 | Line.Tpx138373C0.faultrate=0
Load.138374C0 | Line.Tpx138374C0.faultrate=0
Load.138379C0 | Line.Tpx138379C0.faultrate=0
Load.138380C0 | Line.Tpx138380C0.faultrate=0
Load.138404C0 | Line.Tpx138404C0.faultrate=0
Load.138405C0 | Line.Tpx138405C0.faultrate=0
Load.138412C0 | Line.Tpx138412C0.faultrate=0
Load.138413C0 | Line.Tpx138413C0.faultrate=0
Load.138416C0 | Line.Tpx138416C0.faultrate=0
Load.138464C0 | Line.Tpx138464C0.faultrate=0
Load.138465C0 | Line.Tpx138465C0.faultrate=0
Load.138466C0 | Line.Tpx138466C0.faultrate=0
Load.138469C0 | Line.Tpx138469C0.faultrate=0
Load.138470C0 | Line.Tpx138470C0.faultrate=0
Load.138472C0 | Line.Tpx138472C0.faultrate=0
Load.138560A0 | Line.Tpx138560A0.faultrate=0
Load.138561A0 | Line.Tpx138561A0.faultrate=0
Load.138562A0 | Line.Tpx138562A0.faultrate=0
Load.138563A0 | Line.Tpx138563A0.faultrate=0
Load.138564A0 | Line.Tpx138564A0.faultrate=0
Load.138565A0 | Line.Tpx138565A0.faultrate=0
Load.138566A0 | Line.Tpx138566A0.faultrate=0
Load.138567A0 | Line.Tpx138567A0.faultrate=0
Load.138569A0 | Line.Tpx138569A0.faultrate=0
Load.138570A0 | Line.Tpx138570A0.faultrate=0
Load.138571A0 | Line.Tpx138571A0.faultrate=0
Load.138573A0 | Line.Tpx138573A0.faultrate=0
Load.138574A0 | Line.Tpx138574A0.faultrate=0
Load.138581A0 | Line.Tpx138581A0.faultrate=0
Load.138585C0 | Line.Tpx138585C0.faultrate=0
Load.138586C0 | Line.Tpx138586C0.faultrate=0
Load.138641C0 | Line.Tpx138641C0.faultrate=0
Load.138642A0 | Line.Tpx138642A0.faultrate=0
Load.138644A0 | Line.Tpx138644A0.faultrate=0
Load.138645B0 | Line.Tpx138645B0.faultrate=0
Load.138646A0 | Line.Tpx138646A0.faultrate=0
Load.138647C0 | Line.Tpx138647C0.faultrate=0
Load.138649A0 | Line.Tpx138649A0.faultrate=0
Load.138650C0 | Line.Tpx138650C0.faultrate=0
Load.138651C0 | Line.Tpx138651C0.faultrate=0
Load.138652C0 | Line.Tpx138652C0.faultrate=0
Load.138655A0 | Line.Tpx138655A0.faultrate=0
Load.138679A0 | Line.Tpx138679A0.faultrate=0
Load.138680A0 | Line.Tpx138680A0.faultrate=0
Load.138684A0 | Line.Tpx138684A0.faultrate=0
Load.138685A0 | Line.Tpx138685A0.faultrate=0
Load.138716C0 | Line.Tpx138716C0.faultrate=0
Load.138717C0 | Line.Tpx138717C0.faultrate=0
Load.138718C0 | Line.Tpx138718C0.faultrate=0
Load.138719A0 | Line.Tpx138719A0.faultrate=0
Load.138720A0 | Line.Tpx138720A0.faultrate=0
Load.138751B0 | Line.Tpx138751B0.faultrate=0
Load.138752B0 | Line.Tpx138752B0.faultrate=0
Load.138753B0 | Line.Tpx138753B0.faultrate=0
Load.138754B0 | Line.Tpx138754B0.faultrate=0
Load.138755B0 | Line.Tpx138755B0.faultrate=0
Load.138769A0 | Line.Tpx138769A0.faultrate=0
Load.138770A0 | Line.Tpx138770A0.faultrate=0
Load.138771A0 | Line.Tpx138771A0.faultrate=0
Load.138776C0 | Line.Tpx138776C0.faultrate=0
Load.138796B0 | Line.Tpx138796B0.faultrate=0
Load.138797B0 | Line.Tpx138797B0.faultrate=0
Load.138798B0 | Line.Tpx138798B0.faultrate=0
Load.157715B0 | Line.Tpx157715B0.faultrate=0
Load.157716B0 | Line.Tpx157716B0.faultrate=0
Load.157717B0 | Line.Tpx157717B0.faultrate=0
Load.157718B0 | Line.Tpx157718B0.faultrate=0
Load.207286C0 | Line.Tpx207286C0.faultrate=0
Load.207287B0 | Line.Tpx207287B0.faultrate=0
Load.207288B0 | Line.Tpx207288B0.faultrate=0
Load.207290A0 | Line.Tpx207290A0.faultrate=0
Load.207291C0 | Line.Tpx207291C0.faultrate=0
Load.207292C0 | Line.Tpx207292C0.faultrate=0
Load.218472A0 | Line.Tpx218472A0.faultrate=0
Load.218473A0 | Line.Tpx218473A0.faultrate=0
Load.218474A0 | Line.Tpx218474A0.faultrate=0
Load.218475A0 | Line.Tpx218475A0.faultrate=0
Load.223655C0 | Line.Tpx223655C0.faultrate=0
Load.223658A0 | Line.Tpx223658A0.faultrate=0
Load.223660C0 | Line.Tpx223660C0.faultrate=0
Load.223661C0 | Line.Tpx223661C0.faultrate=0
Load.223662C0 | Line.Tpx223662C0.faultrate=0
Load.223663C0 | Line.Tpx223663C0.faultrate=0
Load.247036C0 | Line.Tpx247036C0.faultrate=0
Load.247056A0 | Line.Tpx247056A0.faultrate=0
Load.247057A0 | Line.Tpx247057A0.faultrate=0
Load.247058A0 | Line.Tpx247058A0.faultrate=0
Load.247059A0 | Line.Tpx247059A0.faultrate=0
Load.247060A0 | Line.Tpx247060A0.faultrate=0
Load.247061A0 | Line.Tpx247061A0.faultrate=0
Load.247084B0 | Line.Tpx247084B0.faultrate=0
Load.247100B0 | Line.Tpx247100B0.faultrate=0
Load.247105B0 | Line.Tpx247105B0.faultrate=0
Load.247122B0 | Line.Tpx247122B0.faultrate=0
Load.247126B0 | Line.Tpx247126B0.faultrate=0
Load.247160B0 | Line.Tpx247160B0.faultrate=0
Load.247162B0 | Line.Tpx247162B0.faultrate=0
Load.247164B0 | Line.Tpx247164B0.faultrate=0
Load.247170B0 | Line.Tpx247170B0.faultrate=0
Load.247171B0 | Line.Tpx247171B0.faultrate=0
Load.247184C0 | Line.Tpx247184C0.faultrate=0
Load.247185B0 | Line.Tpx247185B0.faultrate=0
Load.251828B0 | Line.Tpx251828B0.faultrate=0
Load.251855C0 | Line.Tpx251855C0.faultrate=0
Load.251856C0 | Line.Tpx251856C0.faultrate=0
Load.251857C0 | Line.Tpx251857C0.faultrate=0
Load.251858C0 | Line.Tpx251858C0.faultrate=0
Load.251859C0 | Line.Tpx251859C0.faultrate=0
Load.251862C0 | Line.Tpx251862C0.faultrate=0
Load.251863C0 | Line.Tpx251863C0.faultrate=0
Load.251865C0 | Line.Tpx251865C0.faultrate=0
Load.251867C0 | Line.Tpx251867C0.faultrate=0
Load.260457B0 | Line.Tpx260457B0.faultrate=0
Load.260458B0 | Line.Tpx260458B0.faultrate=0
Load.260461B0 | Line.Tpx260461B0.faultrate=0
Load.260463B0 | Line.Tpx260463B0.faultrate=0
Load.260464A0 | Line.Tpx260464A0.faultrate=0
Load.260467A0 | Line.Tpx260467A0.faultrate=0
Load.260473A0 | Line.Tpx260473A0.faultrate=0
Load.260474A0 | Line.Tpx260474A0.faultrate=0
Load.260475A0 | Line.Tpx260475A0.faultrate=0
Load.260476A0 | Line.Tpx260476A0.faultrate=0
Load.260479A0 | Line.Tpx260479A0.faultrate=0
Load.260480C0 | Line.Tpx260480C0.faultrate=0
Load.260481C0 | Line.Tpx260481C0.faultrate=0
Load.260484A0 | Line.Tpx260484A0.faultrate=0
Load.260487A0 | Line.Tpx260487A0.faultrate=0
Load.260488A0 | Line.Tpx260488A0.faultrate=0
Load.260491C0 | Line.Tpx260491C0.faultrate=0
Load.260494B0 | Line.Tpx260494B0.faultrate=0
Load.260495B0 | Line.Tpx260495B0.faultrate=0
Load.260496B0 | Line.Tpx260496B0.faultrate=0
Load.260500B0 | Line.Tpx260500B0.faultrate=0
Load.260501B0 | Line.Tpx260501B0.faultrate=0
Load.260502B0 | Line.Tpx260502B0.faultrate=0
Load.260503B0 | Line.Tpx260503B0.faultrate=0
Load.260505C0 | Line.Tpx260505C0.faultrate=0
Load.260508A0 | Line.Tpx260508A0.faultrate=0
Load.260511C0 | Line.Tpx260511C0.faultrate=0
Load.260513C0 | Line.Tpx260513C0.faultrate=0
Load.260514C0 | Line.Tpx260514C0.faultrate=0
Load.260515A0 | Line.Tpx260515A0.faultrate=0
Load.260517C0 | Line.Tpx260517C0.faultrate=0
Load.260518C0 | Line.Tpx260518C0.faultrate=0
Load.260520B0 | Line.Tpx260520B0.faultrate=0
Load.260521B0 | Line.Tpx260521B0.faultrate=0
Load.260527B0 | Line.Tpx260527B0.faultrate=0
Load.260528C0 | Line.Tpx260528C0.faultrate=0
Load.260529C0 | Line.Tpx260529C0.faultrate=0
Load.260532C0 | Line.Tpx260532C0.faultrate=0
Load.260535C0 | Line.Tpx260535C0.faultrate=0
Load.260542A0 | Line.Tpx260542A0.faultrate=0
Load.260543C0 | Line.Tpx260543C0.faultrate=0
Load.260551C0 | Line.Tpx260551C0.faultrate=0
Load.260552A0 | Line.Tpx260552A0.faultrate=0
Load.260553C0 | Line.Tpx260553C0.faultrate=0
Load.260554C0 | Line.Tpx260554C0.faultrate=0
Load.260555A0 | Line.Tpx260555A0.faultrate=0
Load.260558C0 | Line.Tpx260558C0.faultrate=0
Load.260561C0 | Line.Tpx260561C0.faultrate=0
Load.260562A0 | Line.Tpx260562A0.faultrate=0
Load.260567C0 | Line.Tpx260567C0.faultrate=0
Load.260568C0 | Line.Tpx260568C0.faultrate=0
Load.260569C0 | Line.Tpx260569C0.faultrate=0
Load.260572C0 | Line.Tpx260572C0.faultrate=0
Load.260573C0 | Line.Tpx260573C0.faultrate=0
Load.260574C0 | Line.Tpx260574C0.faultrate=0
Load.260575B0 | Line.Tpx260575B0.faultrate=0
Load.260576C0 | Line.Tpx260576C0.faultrate=0
Load.260577C0 | Line.Tpx260577C0.faultrate=0
Load.260581C0 | Line.Tpx260581C0.faultrate=0
Load.260586B0 | Line.Tpx260586B0.faultrate=0
Load.260589B0 | Line.Tpx260589B0.faultrate=0
Load.260590B0 | Line.Tpx260590B0.faultrate=0
Load.260591B0 | Line.Tpx260591B0.faultrate=0
Load.260594A0 | Line.Tpx260594A0.faultrate=0
Load.260595A0 | Line.Tpx260595A0.faultrate=0
Load.260595B0 | Line.Tpx260595B0.faultrate=0
Load.260595C0 | Line.Tpx260595C0.faultrate=0
Load.260598A0 | Line.Tpx260598A0.faultrate=0
Load.260601C0 | Line.Tpx260601C0.faultrate=0
Load.260602B0 | Line.Tpx260602B0.faultrate=0
Load.260605A0 | Line.Tpx260605A0.faultrate=0
Load.260607B0 | Line.Tpx260607B0.faultrate=0
Load.260620C0 | Line.Tpx260620C0.faultrate=0
Load.260621C0 | Line.Tpx260621C0.faultrate=0
Load.260622C0 | Line.Tpx260622C0.faultrate=0
Load.260624C0 | Line.Tpx260624C0.faultrate=0
Load.260625C0 | Line.Tpx260625C0.faultrate=0
Load.260627A0 | Line.Tpx260627A0.faultrate=0
Load.260630B0 | Line.Tpx260630B0.faultrate=0
Load.260631A0 | Line.Tpx260631A0.faultrate=0
Load.260632A0 | Line.Tpx260632A0.faultrate=0
Load.260634A0 | Line.Tpx260634A0.faultrate=0
Load.260637C0 | Line.Tpx260637C0.faultrate=0
Load.260638C0 | Line.Tpx260638C0.faultrate=0
Load.260639C0 | Line.Tpx260639C0.faultrate=0
Load.260640C0 | Line.Tpx260640C0.faultrate=0
Load.260641B0 | Line.Tpx260641B0.faultrate=0
Load.260643A0 | Line.Tpx260643A0.faultrate=0
Load.260647A0 | Line.Tpx260647A0.faultrate=0
Load.260648A0 | Line.Tpx260648A0.faultrate=0
Load.260650A0 | Line.Tpx260650A0.faultrate=0
Load.262075C0 | Line.Tpx262075C0.faultrate=0
Load.274903C0 | Line.Tpx274903C0.faultrate=0
Load.274985C0 | Line.Tpx274985C0.faultrate=0
Load.274986C0 | Line.Tpx274986C0.faultrate=0
Load.274987C0 | Line.Tpx274987C0.faultrate=0
Load.274988C0 | Line.Tpx274988C0.faultrate=0
Load.274992C0 | Line.Tpx274992C0.faultrate=0
Load.274994C0 | Line.Tpx274994C0.faultrate=0
Load.274997C0 | Line.Tpx274997C0.faultrate=0
Load.274999C0 | Line.Tpx274999C0.faultrate=0
Load.275000C0 | Line.Tpx275000C0.faultrate=0
Load.275001C0 | Line.Tpx275001C0.faultrate=0
Load.275002C0 | Line.Tpx275002C0.faultrate=0
Load.275007C0 | Line.Tpx275007C0.faultrate=0
Load.275008C0 | Line.Tpx275008C0.faultrate=0
Load.275247B0 | Line.Tpx275247B0.faultrate=0
Load.275248B0 | Line.Tpx275248B0.faultrate=0
Load.293422C0 | Line.Tpx293422C0.faultrate=0
Load.293423B0 | Line.Tpx293423B0.faultrate=0
Load.293424C0 | Line.Tpx293424C0.faultrate=0
Load.293425A0 | Line.Tpx293425A0.faultrate=0
Load.293427C0 | Line.Tpx293427C0.faultrate=0
Load.293471A0 | Line.Tpx293471A0.faultrate=0
Load.293471B0 | Line.Tpx293471B0.faultrate=0
Load.293471C0 | Line.Tpx293471C0.faultrate=0
Load.293480A0 | Line.Tpx293480A0.faultrate=0
Load.293483A0 | Line.Tpx293483A0.faultrate=0
Load.293486C0 | Line.Tpx293486C0.faultrate=0
Load.293487B0 | Line.Tpx293487B0.faultrate=0
Load.293490C0 | Line.Tpx293490C0.faultrate=0
Load.293492C0 | Line.Tpx293492C0.faultrate=0
Load.293518B0 | Line.Tpx293518B0.faultrate=0
Load.293519B0 | Line.Tpx293519B0.faultrate=0
Load.293521A0 | Line.Tpx293521A0.faultrate=0
Load.293521B0 | Line.Tpx293521B0.faultrate=0
Load.293521C0 | Line.Tpx293521C0.faultrate=0
Load.293522A0 | Line.Tpx293522A0.faultrate=0
Load.293523A0 | Line.Tpx293523A0.faultrate=0
Load.293591A0 | Line.Tpx293591A0.faultrate=0
Load.293592A0 | Line.Tpx293592A0.faultrate=0
Load.293608C0 | Line.Tpx293608C0.faultrate=0
Load.293609C0 | Line.Tpx293609C0.faultrate=0
Load.293644A0 | Line.Tpx293644A0.faultrate=0
Load.293645A0 | Line.Tpx293645A0.faultrate=0
Load.293652A0 | Line.Tpx293652A0.faultrate=0
Load.293652B0 | Line.Tpx293652B0.faultrate=0
Load.293652C0 | Line.Tpx293652C0.faultrate=0
Load.293655A0 | Line.Tpx293655A0.faultrate=0
Load.293655B0 | Line.Tpx293655B0.faultrate=0
Load.293655C0 | Line.Tpx293655C0.faultrate=0
Load.293656B0 | Line.Tpx293656B0.faultrate=0
Load.293657B0 | Line.Tpx293657B0.faultrate=0
Load.293658C0 | Line.Tpx293658C0.faultrate=0
Load.293659C0 | Line.Tpx293659C0.faultrate=0
Load.293660B0 | Line.Tpx293660B0.faultrate=0
Load.293663C0 | Line.Tpx293663C0.faultrate=0
Load.293664A0 | Line.Tpx293664A0.faultrate=0
Load.293664B0 | Line.Tpx293664B0.faultrate=0
Load.293664C0 | Line.Tpx293664C0.faultrate=0
Load.293665C0 | Line.Tpx293665C0.faultrate=0
Load.293666C0 | Line.Tpx293666C0.faultrate=0
Load.293667A0 | Line.Tpx293667A0.faultrate=0
Load.293668A0 | Line.Tpx293668A0.faultrate=0
Load.293672A0 | Line.Tpx293672A0.faultrate=0
Load.293673A0 | Line.Tpx293673A0.faultrate=0
Load.293681A0 | Line.Tpx293681A0.faultrate=0
Load.294786C0 | Line.Tpx294786C0.faultrate=0
Load.294787A0 | Line.Tpx294787A0.faultrate=0
Load.294788A0 | Line.Tpx294788A0.faultrate=0
Load.294789A0 | Line.Tpx294789A0.faultrate=0
Load.294809A0 | Line.Tpx294809A0.faultrate=0
Load.294810A0 | Line.Tpx294810A0.faultrate=0
Load.294812A0 | Line.Tpx294812A0.faultrate=0
Load.294842A0 | Line.Tpx294842A0.faultrate=0
Load.294843A0 | Line.Tpx294843A0.faultrate=0
Load.294844A0 | Line.Tpx294844A0.faultrate=0
Load.294845A0 | Line.Tpx294845A0.faultrate=0
Load.302367B0 | Line.Tpx302367B0.faultrate=0
Load.302368B0 | Line.Tpx302368B0.faultrate=0
Load.302369B0 | Line.Tpx302369B0.faultrate=0
Load.302370B0 | Line.Tpx302370B0.faultrate=0
Load.302373B0 | Line.Tpx302373B0.faultrate=0
Load.302374B0 | Line.Tpx302374B0.faultrate=0
Load.302375B0 | Line.Tpx302375B0.faultrate=0
Load.302392A0 | Line.Tpx302392A0.faultrate=0
Load.302400A0 | Line.Tpx302400A0.faultrate=0
Load.302402A0 | Line.Tpx302402A0.faultrate=0
Load.302405A0 | Line.Tpx302405A0.faultrate=0
Load.302410A0 | Line.Tpx302410A0.faultrate=0
Load.302412A0 | Line.Tpx302412A0.faultrate=0
Load.302468A0 | Line.Tpx302468A0.faultrate=0
Load.302469A0 | Line.Tpx302469A0.faultrate=0
Load.302471A0 | Line.Tpx302471A0.faultrate=0
Load.302473A0 | Line.Tpx302473A0.faultrate=0
Load.302474A0 | Line.Tpx302474A0.faultrate=0
Load.302507B0 | Line.Tpx302507B0.faultrate=0
Load.302508C0 | Line.Tpx302508C0.faultrate=0
Load.302509C0 | Line.Tpx302509C0.faultrate=0
Load.302510C0 | Line.Tpx302510C0.faultrate=0
Load.302514A0 | Line.Tpx302514A0.faultrate=0
Load.302637A0 | Line.Tpx302637A0.faultrate=0
Load.302672C0 | Line.Tpx302672C0.faultrate=0
Load.302673A0 | Line.Tpx302673A0.faultrate=0
Load.302674A0 | Line.Tpx302674A0.faultrate=0
Load.302675A0 | Line.Tpx302675A0.faultrate=0
Load.302676A0 | Line.Tpx302676A0.faultrate=0
Load.302677A0 | Line.Tpx302677A0.faultrate=0
Load.302678A0 | Line.Tpx302678A0.faultrate=0
Load.302679A0 | Line.Tpx302679A0.faultrate=0
Load.302731A0 | Line.Tpx302731A0.faultrate=0
Load.302732A0 | Line.Tpx302732A0.faultrate=0
Load.302733A0 | Line.Tpx302733A0.faultrate=0
Load.302733B0 | Line.Tpx302733B0.faultrate=0
Load.302734A0 | Line.Tpx302734A0.faultrate=0
Load.302735A0 | Line.Tpx302735A0.faultrate=0
Load.302803C0 | Line.Tpx302803C0.faultrate=0
Load.302804C0 | Line.Tpx302804C0.faultrate=0
Load.302805C0 | Line.Tpx302805C0.faultrate=0
Load.302807C0 | Line.Tpx302807C0.faultrate=0
Load.302808C0 | Line.Tpx302808C0.faultrate=0
Load.302809C0 | Line.Tpx302809C0.faultrate=0
Load.302810C0 | Line.Tpx302810C0.faultrate=0
Load.302811C0 | Line.Tpx302811C0.faultrate=0
Load.302812C0 | Line.Tpx302812C0.faultrate=0
Load.302813C0 | Line.Tpx302813C0.faultrate=0
Load.302834C0 | Line.Tpx302834C0.faultrate=0
Load.302858C0 | Line.Tpx302858C0.faultrate=0
Load.302859C0 | Line.Tpx302859C0.faultrate=0
Load.302860C0 | Line.Tpx302860C0.faultrate=0
Load.302861C0 | Line.Tpx302861C0.faultrate=0
Load.302862C0 | Line.Tpx302862C0.faultrate=0
Load.310560A0 | Line.Tpx310560A0.faultrate=0
Load.310561A0 | Line.Tpx310561A0.faultrate=0
Load.310568A0 | Line.Tpx310568A0.faultrate=0
Load.310569A0 | Line.Tpx310569A0.faultrate=0
Load.310570A0 | Line.Tpx310570A0.faultrate=0
Load.321159A0 | Line.Tpx321159A0.faultrate=0
Load.321836A0 | Line.Tpx321836A0.faultrate=0
Load.321837A0 | Line.Tpx321837A0.faultrate=0
Load.321838A0 | Line.Tpx321838A0.faultrate=0
Load.321839A0 | Line.Tpx321839A0.faultrate=0
Load.321840B0 | Line.Tpx321840B0.faultrate=0
Load.321841B0 | Line.Tpx321841B0.faultrate=0
Load.321845B0 | Line.Tpx321845B0.faultrate=0
Load.321847B0 | Line.Tpx321847B0.faultrate=0
Load.321848B0 | Line.Tpx321848B0.faultrate=0
Load.321849B0 | Line.Tpx321849B0.faultrate=0
Load.321851B0 | Line.Tpx321851B0.faultrate=0
Load.321852C0 | Line.Tpx321852C0.faultrate=0
Load.321853B0 | Line.Tpx321853B0.faultrate=0
Load.321854B0 | Line.Tpx321854B0.faultrate=0
Load.321855B0 | Line.Tpx321855B0.faultrate=0
Load.321856B0 | Line.Tpx321856B0.faultrate=0
Load.321858B0 | Line.Tpx321858B0.faultrate=0
Load.321859B0 | Line.Tpx321859B0.faultrate=0
Load.321860B0 | Line.Tpx321860B0.faultrate=0
Load.321861C0 | Line.Tpx321861C0.faultrate=0
Load.321874A0 | Line.Tpx321874A0.faultrate=0
Load.321876A0 | Line.Tpx321876A0.faultrate=0
Load.321877A0 | Line.Tpx321877A0.faultrate=0
Load.321878A0 | Line.Tpx321878A0.faultrate=0
Load.321880A0 | Line.Tpx321880A0.faultrate=0
Load.321881A0 | Line.Tpx321881A0.faultrate=0
Load.321882C0 | Line.Tpx321882C0.faultrate=0
Load.321883C0 | Line.Tpx321883C0.faultrate=0
Load.321884C0 | Line.Tpx321884C0.faultrate=0
Load.321886C0 | Line.Tpx321886C0.faultrate=0
Load.321887C0 | Line.Tpx321887C0.faultrate=0
Load.321888C0 | Line.Tpx321888C0.faultrate=0
Load.321890C0 | Line.Tpx321890C0.faultrate=0
Load.321891C0 | Line.Tpx321891C0.faultrate=0
Load.321892C0 | Line.Tpx321892C0.faultrate=0
Load.321893C0 | Line.Tpx321893C0.faultrate=0
Load.321894C0 | Line.Tpx321894C0.faultrate=0
Load.323233B0 | Line.Tpx323233B0.faultrate=0
Load.323234B0 | Line.Tpx323234B0.faultrate=0
Load.323235B0 | Line.Tpx323235B0.faultrate=0
Load.323236B0 | Line.Tpx323236B0.faultrate=0
Load.323237B0 | Line.Tpx323237B0.faultrate=0
Load.323241B0 | Line.Tpx323241B0.faultrate=0
Load.323242B0 | Line.Tpx323242B0.faultrate=0
Load.323243B0 | Line.Tpx323243B0.faultrate=0
Load.323244B0 | Line.Tpx323244B0.faultrate=0
Load.323245B0 | Line.Tpx323245B0.faultrate=0
Load.323247B0 | Line.Tpx323247B0.faultrate=0
Load.323248B0 | Line.Tpx323248B0.faultrate=0
Load.323249B0 | Line.Tpx323249B0.faultrate=0
Load.323250B0 | Line.Tpx323250B0.faultrate=0
Load.323252B0 | Line.Tpx323252B0.faultrate=0
Load.323253B0 | Line.Tpx323253B0.faultrate=0
Load.323254B0 | Line.Tpx323254B0.faultrate=0
Load.323255B0 | Line.Tpx323255B0.faultrate=0
Load.323261B0 | Line.Tpx323261B0.faultrate=0
Load.323263A0 | Line.Tpx323263A0.faultrate=0
Load.323264B0 | Line.Tpx323264B0.faultrate=0
Load.323265B0 | Line.Tpx323265B0.faultrate=0
Load.323266B0 | Line.Tpx323266B0.faultrate=0
Load.323267B0 | Line.Tpx323267B0.faultrate=0
Load.323273B0 | Line.Tpx323273B0.faultrate=0
Load.323274B0 | Line.Tpx323274B0.faultrate=0
Load.323275B0 | Line.Tpx323275B0.faultrate=0
Load.323277B0 | Line.Tpx323277B0.faultrate=0
Load.323279B0 | Line.Tpx323279B0.faultrate=0
Load.323280B0 | Line.Tpx323280B0.faultrate=0
Load.323282B0 | Line.Tpx323282B0.faultrate=0
Load.323283B0 | Line.Tpx323283B0.faultrate=0
Load.323284B0 | Line.Tpx323284B0.faultrate=0
Load.323285B0 | Line.Tpx323285B0.faultrate=0
Load.323286B0 | Line.Tpx323286B0.faultrate=0
Load.323287B0 | Line.Tpx323287B0.faultrate=0
Load.323387B0 | Line.Tpx323387B0.faultrate=0
Load.323388B0 | Line.Tpx323388B0.faultrate=0
Load.323389B0 | Line.Tpx323389B0.faultrate=0
Load.323391B0 | Line.Tpx323391B0.faultrate=0
Load.323392B0 | Line.Tpx323392B0.faultrate=0
Load.323394B0 | Line.Tpx323394B0.faultrate=0
Load.323397B0 | Line.Tpx323397B0.faultrate=0
Load.323398B0 | Line.Tpx323398B0.faultrate=0
Load.323399B0 | Line.Tpx323399B0.faultrate=0
Load.323400B0 | Line.Tpx323400B0.faultrate=0
Load.323403B0 | Line.Tpx323403B0.faultrate=0
Load.323418A0 | Line.Tpx323418A0.faultrate=0
Load.325245B0 | Line.Tpx325245B0.faultrate=0
Load.325472B0 | Line.Tpx325472B0.faultrate=0
Load.325473B0 | Line.Tpx325473B0.faultrate=0
Load.325474B0 | Line.Tpx325474B0.faultrate=0
Load.328363B0 | Line.Tpx328363B0.faultrate=0
Load.328364C0 | Line.Tpx328364C0.faultrate=0
Load.328365B0 | Line.Tpx328365B0.faultrate=0
Load.328367C0 | Line.Tpx328367C0.faultrate=0
Load.330121B0 | Line.Tpx330121B0.faultrate=0
Load.330122B0 | Line.Tpx330122B0.faultrate=0
Load.337614B0 | Line.Tpx337614B0.faultrate=0
Load.337619A0 | Line.Tpx337619A0.faultrate=0
Load.337619B0 | Line.Tpx337619B0.faultrate=0
Load.337619C0 | Line.Tpx337619C0.faultrate=0
Load.337623C0 | Line.Tpx337623C0.faultrate=0
Load.337624C0 | Line.Tpx337624C0.faultrate=0
Load.337625C0 | Line.Tpx337625C0.faultrate=0
Load.337626C0 | Line.Tpx337626C0.faultrate=0
Load.337627C0 | Line.Tpx337627C0.faultrate=0
Load.337628C0 | Line.Tpx337628C0.faultrate=0
Load.337629C0 | Line.Tpx337629C0.faultrate=0
Load.337630C0 | Line.Tpx337630C0.faultrate=0
Load.337631C0 | Line.Tpx337631C0.faultrate=0
Load.337632C0 | Line.Tpx337632C0.faultrate=0
Load.337633C0 | Line.Tpx337633C0.faultrate=0
Load.337634C0 | Line.Tpx337634C0.faultrate=0
Load.337635C0 | Line.Tpx337635C0.faultrate=0
Load.337636C0 | Line.Tpx337636C0.faultrate=0
Load.337641C0 | Line.Tpx337641C0.faultrate=0
Load.337642C0 | Line.Tpx337642C0.faultrate=0
Load.337643C0 | Line.Tpx337643C0.faultrate=0
Load.337645B0 | Line.Tpx337645B0.faultrate=0
Load.337646B0 | Line.Tpx337646B0.faultrate=0
Load.337647A0 | Line.Tpx337647A0.faultrate=0
Load.337648B0 | Line.Tpx337648B0.faultrate=0
Load.337650A0 | Line.Tpx337650A0.faultrate=0
Load.337652B0 | Line.Tpx337652B0.faultrate=0
Load.337653B0 | Line.Tpx337653B0.faultrate=0
Load.337654C0 | Line.Tpx337654C0.faultrate=0
Load.337655C0 | Line.Tpx337655C0.faultrate=0
Load.337659C0 | Line.Tpx337659C0.faultrate=0
Load.337660C0 | Line.Tpx337660C0.faultrate=0
Load.337661B0 | Line.Tpx337661B0.faultrate=0
Load.337665B0 | Line.Tpx337665B0.faultrate=0
Load.337666B0 | Line.Tpx337666B0.faultrate=0
Load.337668B0 | Line.Tpx337668B0.faultrate=0
Load.337669A0 | Line.Tpx337669A0.faultrate=0
Load.337671A0 | Line.Tpx337671A0.faultrate=0
Load.337672B0 | Line.Tpx337672B0.faultrate=0
Load.337673A0 | Line.Tpx337673A0.faultrate=0
Load.337674A0 | Line.Tpx337674A0.faultrate=0
Load.337675A0 | Line.Tpx337675A0.faultrate=0
Load.337676A0 | Line.Tpx337676A0.faultrate=0
Load.337677A0 | Line.Tpx337677A0.faultrate=0
Load.337678A0 | Line.Tpx337678A0.faultrate=0
Load.337679A0 | Line.Tpx337679A0.faultrate=0
Load.337684A0 | Line.Tpx337684A0.faultrate=0
Load.337687B0 | Line.Tpx337687B0.faultrate=0
Load.337688B0 | Line.Tpx337688B0.faultrate=0
Load.337689B0 | Line.Tpx337689B0.faultrate=0
Load.337690B0 | Line.Tpx337690B0.faultrate=0
Load.337691B0 | Line.Tpx337691B0.faultrate=0
Load.337692B0 | Line.Tpx337692B0.faultrate=0
Load.337693B0 | Line.Tpx337693B0.faultrate=0
Load.337694B0 | Line.Tpx337694B0.faultrate=0
Load.337695B0 | Line.Tpx337695B0.faultrate=0
Load.337696B0 | Line.Tpx337696B0.faultrate=0
Load.337697B0 | Line.Tpx337697B0.faultrate=0
Load.337698B0 | Line.Tpx337698B0.faultrate=0
Load.337699B0 | Line.Tpx337699B0.faultrate=0
Load.337700B0 | Line.Tpx337700B0.faultrate=0
Load.337701B0 | Line.Tpx337701B0.faultrate=0
Load.337702B0 | Line.Tpx337702B0.faultrate=0
Load.337703B0 | Line.Tpx337703B0.faultrate=0
Load.337704B0 | Line.Tpx337704B0.faultrate=0
Load.337705B0 | Line.Tpx337705B0.faultrate=0
Load.337706B0 | Line.Tpx337706B0.faultrate=0
Load.337707B0 | Line.Tpx337707B0.faultrate=0
Load.337708B0 | Line.Tpx337708B0.faultrate=0
Load.337709B0 | Line.Tpx337709B0.faultrate=0
Load.337710B0 | Line.Tpx337710B0.faultrate=0
Load.337712C0 | Line.Tpx337712C0.faultrate=0
Load.337713C0 | Line.Tpx337713C0.faultrate=0
Load.337714C0 | Line.Tpx337714C0.faultrate=0
Load.337715A0 | Line.Tpx337715A0.faultrate=0
Load.337716A0 | Line.Tpx337716A0.faultrate=0
Load.337717A0 | Line.Tpx337717A0.faultrate=0
Load.337718A0 | Line.Tpx337718A0.faultrate=0
Load.337720A0 | Line.Tpx337720A0.faultrate=0
Load.337722A0 | Line.Tpx337722A0.faultrate=0
Load.337723A0 | Line.Tpx337723A0.faultrate=0
Load.337724A0 | Line.Tpx337724A0.faultrate=0
Load.337728A0 | Line.Tpx337728A0.faultrate=0
Load.337729A0 | Line.Tpx337729A0.faultrate=0
Load.337729B0 | Line.Tpx337729B0.faultrate=0
Load.337729C0 | Line.Tpx337729C0.faultrate=0
Load.338893A0 | Line.Tpx338893A0.faultrate=0
Load.338894A0 | Line.Tpx338894A0.faultrate=0
Load.338896A0 | Line.Tpx338896A0.faultrate=0
Load.338897A0 | Line.Tpx338897A0.faultrate=0
Load.338898A0 | Line.Tpx338898A0.faultrate=0
Load.338899C0 | Line.Tpx338899C0.faultrate=0
Load.338900A0 | Line.Tpx338900A0.faultrate=0
Load.338908C0 | Line.Tpx338908C0.faultrate=0
Load.338910C0 | Line.Tpx338910C0.faultrate=0
Load.338913B0 | Line.Tpx338913B0.faultrate=0
Load.338915C0 | Line.Tpx338915C0.faultrate=0
Load.338917A0 | Line.Tpx338917A0.faultrate=0
Load.338918A0 | Line.Tpx338918A0.faultrate=0
Load.338919A0 | Line.Tpx338919A0.faultrate=0
Load.338920A0 | Line.Tpx338920A0.faultrate=0
Load.338921A0 | Line.Tpx338921A0.faultrate=0
Load.338922B0 | Line.Tpx338922B0.faultrate=0
Load.338923C0 | Line.Tpx338923C0.faultrate=0
Load.338924C0 | Line.Tpx338924C0.faultrate=0
Load.338925A0 | Line.Tpx338925A0.faultrate=0
Load.338926A0 | Line.Tpx338926A0.faultrate=0
Load.338927A0 | Line.Tpx338927A0.faultrate=0
Load.338930B0 | Line.Tpx338930B0.faultrate=0
Load.338931C0 | Line.Tpx338931C0.faultrate=0
Load.338932C0 | Line.Tpx338932C0.faultrate=0
Load.338933B0 | Line.Tpx338933B0.faultrate=0
Load.338934B0 | Line.Tpx338934B0.faultrate=0
Load.338935B0 | Line.Tpx338935B0.faultrate=0
Load.338936C0 | Line.Tpx338936C0.faultrate=0
Load.338937C0 | Line.Tpx338937C0.faultrate=0
Load.338941C0 | Line.Tpx338941C0.faultrate=0
Load.338942A0 | Line.Tpx338942A0.faultrate=0
Load.338943C0 | Line.Tpx338943C0.faultrate=0
Load.338944C0 | Line.Tpx338944C0.faultrate=0
Load.338945A0 | Line.Tpx338945A0.faultrate=0
Load.338947B0 | Line.Tpx338947B0.faultrate=0
Load.338949B0 | Line.Tpx338949B0.faultrate=0
Load.338950B0 | Line.Tpx338950B0.faultrate=0
Load.338953B0 | Line.Tpx338953B0.faultrate=0
Load.338954A0 | Line.Tpx338954A0.faultrate=0
Load.338955B0 | Line.Tpx338955B0.faultrate=0
Load.338956A0 | Line.Tpx338956A0.faultrate=0
Load.338957C0 | Line.Tpx338957C0.faultrate=0
Load.338958C0 | Line.Tpx338958C0.faultrate=0
Load.338959C0 | Line.Tpx338959C0.faultrate=0
Load.338960C0 | Line.Tpx338960C0.faultrate=0
Load.338961C0 | Line.Tpx338961C0.faultrate=0
Load.338962C0 | Line.Tpx338962C0.faultrate=0
Load.338963C0 | Line.Tpx338963C0.faultrate=0
Load.338964C0 | Line.Tpx338964C0.faultrate=0
Load.338965A0 | Line.Tpx338965A0.faultrate=0
Load.338966C0 | Line.Tpx338966C0.faultrate=0
Load.338967C0 | Line.Tpx338967C0.faultrate=0
Load.338968C0 | Line.Tpx338968C0.faultrate=0
Load.338969A0 | Line.Tpx338969A0.faultrate=0
Load.338970A0 | Line.Tpx338970A0.faultrate=0
Load.338972B0 | Line.Tpx338972B0.faultrate=0
Load.338973A0 | Line.Tpx338973A0.faultrate=0
Load.338975A0 | Line.Tpx338975A0.faultrate=0
Load.338976B0 | Line.Tpx338976B0.faultrate=0
Load.338977A0 | Line.Tpx338977A0.faultrate=0
Load.338977B0 | Line.Tpx338977B0.faultrate=0
Load.338977C0 | Line.Tpx338977C0.faultrate=0
Load.338978C0 | Line.Tpx338978C0.faultrate=0
Load.338979B0 | Line.Tpx338979B0.faultrate=0
Load.338981B0 | Line.Tpx338981B0.faultrate=0
Load.338982B0 | Line.Tpx338982B0.faultrate=0
Load.338983B0 | Line.Tpx338983B0.faultrate=0
Load.338984A0 | Line.Tpx338984A0.faultrate=0
Load.338985A0 | Line.Tpx338985A0.faultrate=0
Load.338986A0 | Line.Tpx338986A0.faultrate=0
Load.338987A0 | Line.Tpx338987A0.faultrate=0
Load.338988A0 | Line.Tpx338988A0.faultrate=0
Load.338989A0 | Line.Tpx338989A0.faultrate=0
Load.338990B0 | Line.Tpx338990B0.faultrate=0
Load.338992B0 | Line.Tpx338992B0.faultrate=0
Load.338993B0 | Line.Tpx338993B0.faultrate=0
Load.338994B0 | Line.Tpx338994B0.faultrate=0
Load.338995B0 | Line.Tpx338995B0.faultrate=0
Load.338997B0 | Line.Tpx338997B0.faultrate=0
Load.338998B0 | Line.Tpx338998B0.faultrate=0
Load.338999B0 | Line.Tpx338999B0.faultrate=0
Load.339001B0 | Line.Tpx339001B0.faultrate=0
Load.339002B0 | Line.Tpx339002B0.faultrate=0
Load.339003B0 | Line.Tpx339003B0.faultrate=0
Load.339004B0 | Line.Tpx339004B0.faultrate=0
Load.339005B0 | Line.Tpx339005B0.faultrate=0
Load.339006B0 | Line.Tpx339006B0.faultrate=0
Load.339007B0 | Line.Tpx339007B0.faultrate=0
Load.339008B0 | Line.Tpx339008B0.faultrate=0
Load.339010B0 | Line.Tpx339010B0.faultrate=0
Load.339011B0 | Line.Tpx339011B0.faultrate=0
Load.339012B0 | Line.Tpx339012B0.faultrate=0
Load.339013B0 | Line.Tpx339013B0.faultrate=0
Load.339016B0 | Line.Tpx339016B0.faultrate=0
Load.339017C0 | Line.Tpx339017C0.faultrate=0
Load.339018A0 | Line.Tpx339018A0.faultrate=0
Load.339019A0 | Line.Tpx339019A0.faultrate=0
Load.339020A0 | Line.Tpx339020A0.faultrate=0
Load.339021A0 | Line.Tpx339021A0.faultrate=0
Load.339042B0 | Line.Tpx339042B0.faultrate=0
Load.339043C0 | Line.Tpx339043C0.faultrate=0
Load.339044C0 | Line.Tpx339044C0.faultrate=0
Load.339046A0 | Line.Tpx339046A0.faultrate=0
Load.339047A0 | Line.Tpx339047A0.faultrate=0
Load.339048A0 | Line.Tpx339048A0.faultrate=0
Load.339049A0 | Line.Tpx339049A0.faultrate=0
Load.339051C0 | Line.Tpx339051C0.faultrate=0
Load.339052C0 | Line.Tpx339052C0.faultrate=0
Load.339097B0 | Line.Tpx339097B0.faultrate=0
Load.346639C0 | Line.Tpx346639C0.faultrate=0
Load.350993C0 | Line.Tpx350993C0.faultrate=0
Load.350994C0 | Line.Tpx350994C0.faultrate=0
Load.351019C0 | Line.Tpx351019C0.faultrate=0
Load.351020C0 | Line.Tpx351020C0.faultrate=0
Load.351021C0 | Line.Tpx351021C0.faultrate=0
Load.354851B0 | Line.Tpx354851B0.faultrate=0
Load.355358B0 | Line.Tpx355358B0.faultrate=0
Load.355359B0 | Line.Tpx355359B0.faultrate=0
Load.355375A0 | Line.Tpx355375A0.faultrate=0
Load.355376B0 | Line.Tpx355376B0.faultrate=0
Load.355431C0 | Line.Tpx355431C0.faultrate=0
Load.355432C0 | Line.Tpx355432C0.faultrate=0
Load.355433C0 | Line.Tpx355433C0.faultrate=0
Load.355437C0 | Line.Tpx355437C0.faultrate=0
Load.355438C0 | Line.Tpx355438C0.faultrate=0
Load.355584B0 | Line.Tpx355584B0.faultrate=0
Load.355585B0 | Line.Tpx355585B0.faultrate=0
Load.355586B0 | Line.Tpx355586B0.faultrate=0
Load.355587B0 | Line.Tpx355587B0.faultrate=0
Load.355588B0 | Line.Tpx355588B0.faultrate=0
Load.355589B0 | Line.Tpx355589B0.faultrate=0
Load.355590B0 | Line.Tpx355590B0.faultrate=0
Load.355591B0 | Line.Tpx355591B0.faultrate=0
Load.355592B0 | Line.Tpx355592B0.faultrate=0
Load.355593B0 | Line.Tpx355593B0.faultrate=0
Load.355595B0 | Line.Tpx355595B0.faultrate=0
Load.355596B0 | Line.Tpx355596B0.faultrate=0
Load.355597B0 | Line.Tpx355597B0.faultrate=0
Load.355598B0 | Line.Tpx355598B0.faultrate=0
Load.355599B0 | Line.Tpx355599B0.faultrate=0
Load.355600B0 | Line.Tpx355600B0.faultrate=0
Load.355601B0 | Line.Tpx355601B0.faultrate=0
Load.355602B0 | Line.Tpx355602B0.faultrate=0
Load.355603B0 | Line.Tpx355603B0.faultrate=0
Load.355604B0 | Line.Tpx355604B0.faultrate=0
Load.355605B0 | Line.Tpx355605B0.faultrate=0
Load.355606B0 | Line.Tpx355606B0.faultrate=0
Load.355607B0 | Line.Tpx355607B0.faultrate=0
Load.355618B0 | Line.Tpx355618B0.faultrate=0
Load.355767B0 | Line.Tpx355767B0.faultrate=0
Load.355768B0 | Line.Tpx355768B0.faultrate=0
Load.355773A0 | Line.Tpx355773A0.faultrate=0
Load.355777B0 | Line.Tpx355777B0.faultrate=0
Load.355778C0 | Line.Tpx355778C0.faultrate=0
Load.355779C0 | Line.Tpx355779C0.faultrate=0
Load.355780B0 | Line.Tpx355780B0.faultrate=0
Load.355840B0 | Line.Tpx355840B0.faultrate=0
Load.355842A0 | Line.Tpx355842A0.faultrate=0
Load.355843A0 | Line.Tpx355843A0.faultrate=0
Load.355933A0 | Line.Tpx355933A0.faultrate=0
Load.355934A0 | Line.Tpx355934A0.faultrate=0
Load.355935A0 | Line.Tpx355935A0.faultrate=0
Load.355936A0 | Line.Tpx355936A0.faultrate=0
Load.355937A0 | Line.Tpx355937A0.faultrate=0
Load.355938A0 | Line.Tpx355938A0.faultrate=0
Load.355942A0 | Line.Tpx355942A0.faultrate=0
Load.355943C0 | Line.Tpx355943C0.faultrate=0
Load.355944B0 | Line.Tpx355944B0.faultrate=0
Load.356007A0 | Line.Tpx356007A0.faultrate=0
Load.356008A0 | Line.Tpx356008A0.faultrate=0
Load.356009A0 | Line.Tpx356009A0.faultrate=0
Load.356010A0 | Line.Tpx356010A0.faultrate=0
Load.356011A0 | Line.Tpx356011A0.faultrate=0
Load.356012A0 | Line.Tpx356012A0.faultrate=0
Load.356013A0 | Line.Tpx356013A0.faultrate=0
Load.356014A0 | Line.Tpx356014A0.faultrate=0
Load.356015A0 | Line.Tpx356015A0.faultrate=0
Load.356062B0 | Line.Tpx356062B0.faultrate=0
Load.356063C0 | Line.Tpx356063C0.faultrate=0
Load.356064B0 | Line.Tpx356064B0.faultrate=0
Load.356065B0 | Line.Tpx356065B0.faultrate=0
Load.356787C0 | Line.Tpx356787C0.faultrate=0
Load.356788C0 | Line.Tpx356788C0.faultrate=0
Load.356789C0 | Line.Tpx356789C0.faultrate=0
Load.356790C0 | Line.Tpx356790C0.faultrate=0
Load.356791C0 | Line.Tpx356791C0.faultrate=0
Load.356793C0 | Line.Tpx356793C0.faultrate=0
Load.356794C0 | Line.Tpx356794C0.faultrate=0
Load.356795C0 | Line.Tpx356795C0.faultrate=0
Load.356796C0 | Line.Tpx356796C0.faultrate=0
Load.356797C0 | Line.Tpx356797C0.faultrate=0
Load.356798C0 | Line.Tpx356798C0.faultrate=0
Load.356800A0 | Line.Tpx356800A0.faultrate=0
Load.356801A0 | Line.Tpx356801A0.faultrate=0
Load.356802A0 | Line.Tpx356802A0.faultrate=0
Load.356803A0 | Line.Tpx356803A0.faultrate=0
Load.356804A0 | Line.Tpx356804A0.faultrate=0
Load.356805A0 | Line.Tpx356805A0.faultrate=0
Load.356807A0 | Line.Tpx356807A0.faultrate=0
Load.356808A0 | Line.Tpx356808A0.faultrate=0
Load.356809A0 | Line.Tpx356809A0.faultrate=0
Load.356810C0 | Line.Tpx356810C0.faultrate=0
Load.356811A0 | Line.Tpx356811A0.faultrate=0
Load.356814C0 | Line.Tpx356814C0.faultrate=0
Load.356815A0 | Line.Tpx356815A0.faultrate=0
Load.391736B0 | Line.Tpx391736B0.faultrate=0
Load.391737B0 | Line.Tpx391737B0.faultrate=0
Load.391738B0 | Line.Tpx391738B0.faultrate=0
Load.391739B0 | Line.Tpx391739B0.faultrate=0
Load.391740B0 | Line.Tpx391740B0.faultrate=0
Load.391741B0 | Line.Tpx391741B0.faultrate=0
Load.391742B0 | Line.Tpx391742B0.faultrate=0
Load.391743B0 | Line.Tpx391743B0.faultrate=0
Load.391744B0 | Line.Tpx391744B0.faultrate=0
Load.391745B0 | Line.Tpx391745B0.faultrate=0
Load.391746B0 | Line.Tpx391746B0.faultrate=0
Load.391747B0 | Line.Tpx391747B0.faultrate=0
Load.391748B0 | Line.Tpx391748B0.faultrate=0
Load.391749B0 | Line.Tpx391749B0.faultrate=0
Load.391750B0 | Line.Tpx391750B0.faultrate=0
Load.391751B0 | Line.Tpx391751B0.faultrate=0
Load.391752B0 | Line.Tpx391752B0.faultrate=0
Load.391753B0 | Line.Tpx391753B0.faultrate=0
Load.391755B0 | Line.Tpx391755B0.faultrate=0
Load.391756B0 | Line.Tpx391756B0.faultrate=0
Load.391757B0 | Line.Tpx391757B0.faultrate=0
Load.391758B0 | Line.Tpx391758B0.faultrate=0
Load.391765B0 | Line.Tpx391765B0.faultrate=0
Load.391973C0 | Line.Tpx391973C0.faultrate=0
Load.391976C0 | Line.Tpx391976C0.faultrate=0
Load.391977A0 | Line.Tpx391977A0.faultrate=0
Load.391978C0 | Line.Tpx391978C0.faultrate=0
Load.391979C0 | Line.Tpx391979C0.faultrate=0
Load.391980A0 | Line.Tpx391980A0.faultrate=0
Load.391981A0 | Line.Tpx391981A0.faultrate=0
Load.391985A0 | Line.Tpx391985A0.faultrate=0
Load.391986A0 | Line.Tpx391986A0.faultrate=0
Load.391987A0 | Line.Tpx391987A0.faultrate=0
Load.391989A0 | Line.Tpx391989A0.faultrate=0
Load.391990A0 | Line.Tpx391990A0.faultrate=0
Load.391991A0 | Line.Tpx391991A0.faultrate=0
Load.391992A0 | Line.Tpx391992A0.faultrate=0
Load.391993A0 | Line.Tpx391993A0.faultrate=0
Load.391994A0 | Line.Tpx391994A0.faultrate=0
Load.391995A0 | Line.Tpx391995A0.faultrate=0
Load.391996A0 | Line.Tpx391996A0.faultrate=0
Load.392036B0 | Line.Tpx392036B0.faultrate=0
Load.392037B0 | Line.Tpx392037B0.faultrate=0
Load.392038B0 | Line.Tpx392038B0.faultrate=0
Load.441311A0 | Line.Tpx441311A0.faultrate=0
Load.441331C0 | Line.Tpx441331C0.faultrate=0
Load.441854C0 | Line.Tpx441854C0.faultrate=0
Load.442373C0 | Line.Tpx442373C0.faultrate=0
Load.20107636A0 | Line.Tpx20107636A0.faultrate=0
Load.20107693B0 | Line.Tpx20107693B0.faultrate=0
Load.2044328C0 | Line.Tpx2044328C0.faultrate=0
Load.2099529C0 | Line.Tpx2099529C0.faultrate=0
Load.2118808A0 | Line.Tpx2118808A0.faultrate=0
Load.2118822A0 | Line.Tpx2118822A0.faultrate=0
Load.2118903B0 | Line.Tpx2118903B0.faultrate=0
Load.2119958B0 | Line.Tpx2119958B0.faultrate=0
Load.2120126A0 | Line.Tpx2120126A0.faultrate=0
Load.2120126B0 | Line.Tpx2120126B0.faultrate=0
Load.2120126C0 | Line.Tpx2120126C0.faultrate=0
Load.2120183C0 | Line.Tpx2120183C0.faultrate=0
Load.2120195B0 | Line.Tpx2120195B0.faultrate=0
Load.2120786A0 | Line.Tpx2120786A0.faultrate=0
Load.2120855A0 | Line.Tpx2120855A0.faultrate=0
Load.2121368A0 | Line.Tpx2121368A0.faultrate=0
Load.2121587A0 | Line.Tpx2121587A0.faultrate=0
Load.2126875B0 | Line.Tpx2126875B0.faultrate=0
Load.2127090C0 | Line.Tpx2127090C0.faultrate=0
Load.2127146B0 | Line.Tpx2127146B0.faultrate=0
Load.2127253A0 | Line.Tpx2127253A0.faultrate=0
Load.2127319B0 | Line.Tpx2127319B0.faultrate=0
Load.2127372A0 | Line.Tpx2127372A0.faultrate=0
Load.2127390C0 | Line.Tpx2127390C0.faultrate=0
Load.2127681B0 | Line.Tpx2127681B0.faultrate=0
Load.2128007C0 | Line.Tpx2128007C0.faultrate=0
Load.2128464C0 | Line.Tpx2128464C0.faultrate=0
Load.2128517C0 | Line.Tpx2128517C0.faultrate=0
Load.2129399C0 | Line.Tpx2129399C0.faultrate=0
Load.2129466A0 | Line.Tpx2129466A0.faultrate=0
Load.2129466B0 | Line.Tpx2129466B0.faultrate=0
Load.2129466C0 | Line.Tpx2129466C0.faultrate=0
Load.2129923C0 | Line.Tpx2129923C0.faultrate=0
Load.2147018B0 | Line.Tpx2147018B0.faultrate=0
Load.2147708B0 | Line.Tpx2147708B0.faultrate=0
Load.2147899C0 | Line.Tpx2147899C0.faultrate=0
Load.2147974B0 | Line.Tpx2147974B0.faultrate=0
Load.2148060C0 | Line.Tpx2148060C0.faultrate=0
Load.2148580B0 | Line.Tpx2148580B0.faultrate=0
Load.2148633A0 | Line.Tpx2148633A0.faultrate=0
Load.2149184C0 | Line.Tpx2149184C0.faultrate=0
Load.2150172A0 | Line.Tpx2150172A0.faultrate=0
Load.2150189A0 | Line.Tpx2150189A0.faultrate=0
Load.2150292A0 | Line.Tpx2150292A0.faultrate=0
Load.21015706A0 | Line.Tpx21015706A0.faultrate=0
Load.21015829A0 | Line.Tpx21015829A0.faultrate=0
Load.21031684A0 | Line.Tpx21031684A0.faultrate=0
Load.21031694B0 | Line.Tpx21031694B0.faultrate=0
Load.21148701B0 | Line.Tpx21148701B0.faultrate=0
Load.21149420A0 | Line.Tpx21149420A0.faultrate=0
Load.21197413C0 | Line.Tpx21197413C0.faultrate=0
Load.21209868A0 | Line.Tpx21209868A0.faultrate=0
Load.21236413B0 | Line.Tpx21236413B0.faultrate=0
Load.21243817A0 | Line.Tpx21243817A0.faultrate=0
Load.21248901B0 | Line.Tpx21248901B0.faultrate=0
Load.21249626B0 | Line.Tpx21249626B0.faultrate=0
Load.21249647B0 | Line.Tpx21249647B0.faultrate=0
Load.21249674B0 | Line.Tpx21249674B0.faultrate=0
Load.21325725C0 | Line.Tpx21325725C0.faultrate=0
Load.21357515A0 | Line.Tpx21357515A0.faultrate=0
Load.21357865A0 | Line.Tpx21357865A0.faultrate=0
Load.21357901B0 | Line.Tpx21357901B0.faultrate=0
Load.21357984C0 | Line.Tpx21357984C0.faultrate=0
Load.21373784A0 | Line.Tpx21373784A0.faultrate=0
Load.21380156B0 | Line.Tpx21380156B0.faultrate=0
Load.21380325B0 | Line.Tpx21380325B0.faultrate=0
Load.21380453A0 | Line.Tpx21380453A0.faultrate=0
Load.21380500C0 | Line.Tpx21380500C0.faultrate=0
Load.21380528A0 | Line.Tpx21380528A0.faultrate=0
Load.21380599A0 | Line.Tpx21380599A0.faultrate=0
Load.21380616A0 | Line.Tpx21380616A0.faultrate=0
Load.21381118B0 | Line.Tpx21381118B0.faultrate=0
Load.21382813A0 | Line.Tpx21382813A0.faultrate=0
Load.21382992A0 | Line.Tpx21382992A0.faultrate=0
Load.21383494B0 | Line.Tpx21383494B0.faultrate=0
Load.21383553B0 | Line.Tpx21383553B0.faultrate=0
Load.21384099A0 | Line.Tpx21384099A0.faultrate=0
Load.21384099B0 | Line.Tpx21384099B0.faultrate=0
Load.21384099C0 | Line.Tpx21384099C0.faultrate=0
Load.21384215A0 | Line.Tpx21384215A0.faultrate=0
Load.21385192C0 | Line.Tpx21385192C0.faultrate=0
Load.21386065C0 | Line.Tpx21386065C0.faultrate=0
Load.21386143C0 | Line.Tpx21386143C0.faultrate=0
Load.21386157A0 | Line.Tpx21386157A0.faultrate=0
Load.21386442C0 | Line.Tpx21386442C0.faultrate=0
Load.21386552B0 | Line.Tpx21386552B0.faultrate=0
Load.21386754A0 | Line.Tpx21386754A0.faultrate=0
Load.21386771B0 | Line.Tpx21386771B0.faultrate=0
Load.21386877A0 | Line.Tpx21386877A0.faultrate=0
Load.21386976A0 | Line.Tpx21386976A0.faultrate=0
Load.21387206C0 | Line.Tpx21387206C0.faultrate=0
Load.21387929C0 | Line.Tpx21387929C0.faultrate=0
Load.21388572B0 | Line.Tpx21388572B0.faultrate=0
Load.21389092B0 | Line.Tpx21389092B0.faultrate=0
Load.21389237A0 | Line.Tpx21389237A0.faultrate=0
Load.21389307C0 | Line.Tpx21389307C0.faultrate=0
Load.21389761B0 | Line.Tpx21389761B0.faultrate=0
Load.21389831A0 | Line.Tpx21389831A0.faultrate=0
Load.21389962C0 | Line.Tpx21389962C0.faultrate=0
Load.21390038C0 | Line.Tpx21390038C0.faultrate=0
Load.21391094A0 | Line.Tpx21391094A0.faultrate=0
Load.21391242B0 | Line.Tpx21391242B0.faultrate=0
Load.21391390B0 | Line.Tpx21391390B0.faultrate=0
Load.21393412B0 | Line.Tpx21393412B0.faultrate=0
Load.21393454B0 | Line.Tpx21393454B0.faultrate=0
Load.21393486C0 | Line.Tpx21393486C0.faultrate=0
Load.21393570C0 | Line.Tpx21393570C0.faultrate=0
Load.21393643A0 | Line.Tpx21393643A0.faultrate=0
Load.21393643B0 | Line.Tpx21393643B0.faultrate=0
Load.21393643C0 | Line.Tpx21393643C0.faultrate=0
Load.21395720C0 | Line.Tpx21395720C0.faultrate=0
Load.21395962A0 | Line.Tpx21395962A0.faultrate=0
Load.21396015A0 | Line.Tpx21396015A0.faultrate=0
Load.21396254A0 | Line.Tpx21396254A0.faultrate=0
Load.21396331B0 | Line.Tpx21396331B0.faultrate=0
Load.21396606C0 | Line.Tpx21396606C0.faultrate=0
Load.21396699B0 | Line.Tpx21396699B0.faultrate=0
Load.21396796B0 | Line.Tpx21396796B0.faultrate=0
Load.21396815C0 | Line.Tpx21396815C0.faultrate=0
Load.21396867A0 | Line.Tpx21396867A0.faultrate=0
Load.21396959A0 | Line.Tpx21396959A0.faultrate=0
Load.21397005A0 | Line.Tpx21397005A0.faultrate=0
Load.21397029A0 | Line.Tpx21397029A0.faultrate=0
Load.21397067A0 | Line.Tpx21397067A0.faultrate=0
Load.21397121C0 | Line.Tpx21397121C0.faultrate=0
Load.21397304A0 | Line.Tpx21397304A0.faultrate=0
Load.21397544A0 | Line.Tpx21397544A0.faultrate=0
Load.21397645A0 | Line.Tpx21397645A0.faultrate=0
Load.21397721A0 | Line.Tpx21397721A0.faultrate=0
Load.21397771A0 | Line.Tpx21397771A0.faultrate=0
Load.21398402A0 | Line.Tpx21398402A0.faultrate=0
Load.21398536A0 | Line.Tpx21398536A0.faultrate=0
Load.21398563A0 | Line.Tpx21398563A0.faultrate=0
Load.21398646B0 | Line.Tpx21398646B0.faultrate=0
Load.21398676A0 | Line.Tpx21398676A0.faultrate=0
Load.21398815A0 | Line.Tpx21398815A0.faultrate=0
Load.21399099A0 | Line.Tpx21399099A0.faultrate=0
Load.21399112C0 | Line.Tpx21399112C0.faultrate=0
Load.21399171C0 | Line.Tpx21399171C0.faultrate=0
Load.21399220C0 | Line.Tpx21399220C0.faultrate=0
Load.21399229A0 | Line.Tpx21399229A0.faultrate=0
Load.21399305A0 | Line.Tpx21399305A0.faultrate=0
Load.21399326C0 | Line.Tpx21399326C0.faultrate=0
Load.21399361B0 | Line.Tpx21399361B0.faultrate=0
Load.21399508A0 | Line.Tpx21399508A0.faultrate=0
Load.21399619C0 | Line.Tpx21399619C0.faultrate=0
Load.21399630A0 | Line.Tpx21399630A0.faultrate=0
Load.21399707A0 | Line.Tpx21399707A0.faultrate=0
Load.21399752A0 | Line.Tpx21399752A0.faultrate=0
Load.21399762A0 | Line.Tpx21399762A0.faultrate=0
Load.21399809A0 | Line.Tpx21399809A0.faultrate=0
Load.21399826A0 | Line.Tpx21399826A0.faultrate=0
Load.21400108B0 | Line.Tpx21400108B0.faultrate=0
Load.21400185A0 | Line.Tpx21400185A0.faultrate=0
Load.21400215B0 | Line.Tpx21400215B0.faultrate=0
Load.21400253B0 | Line.Tpx21400253B0.faultrate=0
Load.21426205B0 | Line.Tpx21426205B0.faultrate=0
Load.21451973B0 | Line.Tpx21451973B0.faultrate=0
Load.21452406B0 | Line.Tpx21452406B0.faultrate=0
Load.21455388C0 | Line.Tpx21455388C0.faultrate=0
Load.21458756C0 | Line.Tpx21458756C0.faultrate=0
Load.21459629C0 | Line.Tpx21459629C0.faultrate=0
Load.21459640C0 | Line.Tpx21459640C0.faultrate=0
Load.21459651C0 | Line.Tpx21459651C0.faultrate=0
Load.21459660C0 | Line.Tpx21459660C0.faultrate=0
Load.21467859B0 | Line.Tpx21467859B0.faultrate=0
Load.21469911A0 | Line.Tpx21469911A0.faultrate=0
Load.21469960B0 | Line.Tpx21469960B0.faultrate=0
Load.21470122B0 | Line.Tpx21470122B0.faultrate=0
Load.21470326A0 | Line.Tpx21470326A0.faultrate=0
Load.21470405A0 | Line.Tpx21470405A0.faultrate=0
Load.21471907A0 | Line.Tpx21471907A0.faultrate=0
Load.21474556A0 | Line.Tpx21474556A0.faultrate=0
Load.21474587C0 | Line.Tpx21474587C0.faultrate=0
Load.21474614C0 | Line.Tpx21474614C0.faultrate=0
Load.21474711C0 | Line.Tpx21474711C0.faultrate=0
Load.21475841A0 | Line.Tpx21475841A0.faultrate=0
Load.21482181A0 | Line.Tpx21482181A0.faultrate=0
Load.21482279A0 | Line.Tpx21482279A0.faultrate=0
Load.21482431A0 | Line.Tpx21482431A0.faultrate=0
Load.21483138A0 | Line.Tpx21483138A0.faultrate=0
Load.21486213B0 | Line.Tpx21486213B0.faultrate=0
Load.223400157C0 | Line.Tpx223400157C0.faultrate=0
Load.225498968B0 | Line.Tpx225498968B0.faultrate=0
Load.225533162A0 | Line.Tpx225533162A0.faultrate=0
Load.225533215C0 | Line.Tpx225533215C0.faultrate=0
Load.225533237B0 | Line.Tpx225533237B0.faultrate=0
Load.225533337A0 | Line.Tpx225533337A0.faultrate=0
Load.225533423C0 | Line.Tpx225533423C0.faultrate=0
Load.225533531A0 | Line.Tpx225533531A0.faultrate=0
Load.225533675B0 | Line.Tpx225533675B0.faultrate=0
Load.225533703C0 | Line.Tpx225533703C0.faultrate=0
Load.225534325A0 | Line.Tpx225534325A0.faultrate=0
Load.225571845B0 | Line.Tpx225571845B0.faultrate=0
Load.225571871B0 | Line.Tpx225571871B0.faultrate=0
Load.225577437C0 | Line.Tpx225577437C0.faultrate=0
Load.225668688A0 | Line.Tpx225668688A0.faultrate=0
Load.225673440A0 | Line.Tpx225673440A0.faultrate=0
Load.225684682B0 | Line.Tpx225684682B0.faultrate=0
Load.225700953A0 | Line.Tpx225700953A0.faultrate=0
Load.225767272A0 | Line.Tpx225767272A0.faultrate=0
Load.225806974A0 | Line.Tpx225806974A0.faultrate=0
Load.225869139A0 | Line.Tpx225869139A0.faultrate=0
Load.225897846A0 | Line.Tpx225897846A0.faultrate=0
Load.225897943C0 | Line.Tpx225897943C0.faultrate=0
Load.225901711A0 | Line.Tpx225901711A0.faultrate=0
Load.225906836C0 | Line.Tpx225906836C0.faultrate=0
Load.225918926B0 | Line.Tpx225918926B0.faultrate=0
Load.225918936C0 | Line.Tpx225918936C0.faultrate=0
Load.225940756B0 | Line.Tpx225940756B0.faultrate=0
Load.225991691A0 | Line.Tpx225991691A0.faultrate=0
Load.226010605C0 | Line.Tpx226010605C0.faultrate=0
Load.226024307B0 | Line.Tpx226024307B0.faultrate=0
Load.226029836A0 | Line.Tpx226029836A0.faultrate=0
Load.226101449A0 | Line.Tpx226101449A0.faultrate=0
Load.226101460A0 | Line.Tpx226101460A0.faultrate=0
Load.226109079A0 | Line.Tpx226109079A0.faultrate=0
Load.226115278A0 | Line.Tpx226115278A0.faultrate=0
Load.226159329A0 | Line.Tpx226159329A0.faultrate=0
Load.226163467A0 | Line.Tpx226163467A0.faultrate=0
Load.226163575B0 | Line.Tpx226163575B0.faultrate=0
Load.226191772C0 | Line.Tpx226191772C0.faultrate=0
Load.226191778C0 | Line.Tpx226191778C0.faultrate=0
Load.226191779C0 | Line.Tpx226191779C0.faultrate=0
Load.226191850A0 | Line.Tpx226191850A0.faultrate=0
Load.226191951B0 | Line.Tpx226191951B0.faultrate=0
Load.226191995B0 | Line.Tpx226191995B0.faultrate=0
Load.226192175C0 | Line.Tpx226192175C0.faultrate=0
Load.226192185A0 | Line.Tpx226192185A0.faultrate=0
Load.226192492B0 | Line.Tpx226192492B0.faultrate=0
Load.226192493B0 | Line.Tpx226192493B0.faultrate=0
Load.226192684A0 | Line.Tpx226192684A0.faultrate=0
Load.226192762B0 | Line.Tpx226192762B0.faultrate=0
Load.226192801C0 | Line.Tpx226192801C0.faultrate=0
Load.226192846B0 | Line.Tpx226192846B0.faultrate=0
Load.226192890C0 | Line.Tpx226192890C0.faultrate=0
Load.226192926A0 | Line.Tpx226192926A0.faultrate=0
Load.226192936B0 | Line.Tpx226192936B0.faultrate=0
Load.226192954C0 | Line.Tpx226192954C0.faultrate=0
Load.226192994A0 | Line.Tpx226192994A0.faultrate=0
Load.226193078A0 | Line.Tpx226193078A0.faultrate=0
Load.226193134C0 | Line.Tpx226193134C0.faultrate=0
Load.226193170A0 | Line.Tpx226193170A0.faultrate=0
Load.226193298A0 | Line.Tpx226193298A0.faultrate=0
Load.226193338A0 | Line.Tpx226193338A0.faultrate=0
Load.226193345A0 | Line.Tpx226193345A0.faultrate=0
Load.226193361B0 | Line.Tpx226193361B0.faultrate=0
Load.226193395B0 | Line.Tpx226193395B0.faultrate=0
Load.226193422B0 | Line.Tpx226193422B0.faultrate=0
Load.226193662A0 | Line.Tpx226193662A0.faultrate=0
Load.226193696A0 | Line.Tpx226193696A0.faultrate=0
Load.226193698C0 | Line.Tpx226193698C0.faultrate=0
Load.226193702C0 | Line.Tpx226193702C0.faultrate=0
Load.226193737C0 | Line.Tpx226193737C0.faultrate=0
Load.226193745B0 | Line.Tpx226193745B0.faultrate=0
Load.226193838C0 | Line.Tpx226193838C0.faultrate=0
Load.226193886B0 | Line.Tpx226193886B0.faultrate=0
Load.226193892B0 | Line.Tpx226193892B0.faultrate=0
Load.226193899B0 | Line.Tpx226193899B0.faultrate=0
Load.226194002B0 | Line.Tpx226194002B0.faultrate=0
Load.226194093A0 | Line.Tpx226194093A0.faultrate=0
Load.226194262C0 | Line.Tpx226194262C0.faultrate=0
Load.226194280B0 | Line.Tpx226194280B0.faultrate=0
Load.226194419C0 | Line.Tpx226194419C0.faultrate=0
Load.226194421C0 | Line.Tpx226194421C0.faultrate=0
Load.226194826A0 | Line.Tpx226194826A0.faultrate=0
Load.226194865A0 | Line.Tpx226194865A0.faultrate=0
Load.226195153B0 | Line.Tpx226195153B0.faultrate=0
Load.226195194C0 | Line.Tpx226195194C0.faultrate=0
Load.226195333C0 | Line.Tpx226195333C0.faultrate=0
Load.226196642A0 | Line.Tpx226196642A0.faultrate=0
Load.226196648A0 | Line.Tpx226196648A0.faultrate=0
Load.226197070A0 | Line.Tpx226197070A0.faultrate=0
Load.226264795A0 | Line.Tpx226264795A0.faultrate=0
Load.226308710B0 | Line.Tpx226308710B0.faultrate=0
Load.226308716B0 | Line.Tpx226308716B0.faultrate=0
Load.226308717A0 | Line.Tpx226308717A0.faultrate=0
Load.226308719B0 | Line.Tpx226308719B0.faultrate=0
Load.226308720A0 | Line.Tpx226308720A0.faultrate=0
Load.226308721A0 | Line.Tpx226308721A0.faultrate=0
Load.226308723B0 | Line.Tpx226308723B0.faultrate=0
Load.226308725B0 | Line.Tpx226308725B0.faultrate=0
Load.226308727B0 | Line.Tpx226308727B0.faultrate=0
Load.226308728A0 | Line.Tpx226308728A0.faultrate=0
Load.226308729B0 | Line.Tpx226308729B0.faultrate=0
Load.226308730A0 | Line.Tpx226308730A0.faultrate=0
Load.226308731A0 | Line.Tpx226308731A0.faultrate=0
Load.226311345B0 | Line.Tpx226311345B0.faultrate=0
Load.226881057B0 | Line.Tpx226881057B0.faultrate=0
Load.226881700A0 | Line.Tpx226881700A0.faultrate=0
Load.226924200B0 | Line.Tpx226924200B0.faultrate=0
Load.226964880A0 | Line.Tpx226964880A0.faultrate=0
Load.227100746A0 | Line.Tpx227100746A0.faultrate=0
Load.227100753A0 | Line.Tpx227100753A0.faultrate=0
Load.227187012A0 | Line.Tpx227187012A0.faultrate=0
Load.227187012B0 | Line.Tpx227187012B0.faultrate=0
Load.227187012C0 | Line.Tpx227187012C0.faultrate=0
Load.227411650C0 | Line.Tpx227411650C0.faultrate=0
Load.227411655C0 | Line.Tpx227411655C0.faultrate=0
Load.227447984C0 | Line.Tpx227447984C0.faultrate=0
Load.227653310C0 | Line.Tpx227653310C0.faultrate=0
Load.227678342C0 | Line.Tpx227678342C0.faultrate=0
Load.227731863A0 | Line.Tpx227731863A0.faultrate=0
Load.227732939B0 | Line.Tpx227732939B0.faultrate=0
Load.227734175B0 | Line.Tpx227734175B0.faultrate=0
Load.227760021A0 | Line.Tpx227760021A0.faultrate=0
Load.227760021B0 | Line.Tpx227760021B0.faultrate=0
Load.227760021C0 | Line.Tpx227760021C0.faultrate=0
Load.227760024A0 | Line.Tpx227760024A0.faultrate=0
Load.227760024B0 | Line.Tpx227760024B0.faultrate=0
Load.227760024C0 | Line.Tpx227760024C0.faultrate=0
Load.227895952A0 | Line.Tpx227895952A0.faultrate=0
Load.227896008C0 | Line.Tpx227896008C0.faultrate=0
Load.227902981A0 | Line.Tpx227902981A0.faultrate=0
Load.227903012A0 | Line.Tpx227903012A0.faultrate=0
Load.227905262A0 | Line.Tpx227905262A0.faultrate=0
Load.227917119A0 | Line.Tpx227917119A0.faultrate=0
Load.227917122A0 | Line.Tpx227917122A0.faultrate=0
Load.227917127C0 | Line.Tpx227917127C0.faultrate=0
Load.227917130C0 | Line.Tpx227917130C0.faultrate=0
Load.227917133C0 | Line.Tpx227917133C0.faultrate=0
Load.227921416A0 | Line.Tpx227921416A0.faultrate=0
Load.227921427A0 | Line.Tpx227921427A0.faultrate=0
Load.227921427B0 | Line.Tpx227921427B0.faultrate=0
Load.227921427C0 | Line.Tpx227921427C0.faultrate=0
Load.227944551A0 | Line.Tpx227944551A0.faultrate=0
Load.227944551B0 | Line.Tpx227944551B0.faultrate=0
Load.227944551C0 | Line.Tpx227944551C0.faultrate=0
Load.227989724B0 | Line.Tpx227989724B0.faultrate=0
Load.228001810A0 | Line.Tpx228001810A0.faultrate=0
Load.228057846A0 | Line.Tpx228057846A0.faultrate=0
Load.228091193A0 | Line.Tpx228091193A0.faultrate=0
Load.228091193B0 | Line.Tpx228091193B0.faultrate=0
Load.228091193C0 | Line.Tpx228091193C0.faultrate=0
Load.228219458B0 | Line.Tpx228219458B0.faultrate=0
Load.228314460C0 | Line.Tpx228314460C0.faultrate=0
Load.228445756C0 | Line.Tpx228445756C0.faultrate=0
Load.228446184A0 | Line.Tpx228446184A0.faultrate=0
Load.228532641A0 | Line.Tpx228532641A0.faultrate=0
Load.228549643A0 | Line.Tpx228549643A0.faultrate=0
Load.228580047B0 | Line.Tpx228580047B0.faultrate=0
Load.228622562A0 | Line.Tpx228622562A0.faultrate=0
Load.228665517C0 | Line.Tpx228665517C0.faultrate=0
Load.229106135C0 | Line.Tpx229106135C0.faultrate=0
Load.2212168866C0 | Line.Tpx2212168866C0.faultrate=0
Load.2212168870C0 | Line.Tpx2212168870C0.faultrate=0
Load.2212168874C0 | Line.Tpx2212168874C0.faultrate=0
Load.2212168880C0 | Line.Tpx2212168880C0.faultrate=0
Load.2212168887C0 | Line.Tpx2212168887C0.faultrate=0
Load.2212371533C0 | Line.Tpx2212371533C0.faultrate=0
Load.2223661373A0 | Line.Tpx2223661373A0.faultrate=0
Load.2223664050B0 | Line.Tpx2223664050B0.faultrate=0
Load.2223703238C0 | Line.Tpx2223703238C0.faultrate=0
Load.2223878647B0 | Line.Tpx2223878647B0.faultrate=0
Load.2224061203C0 | Line.Tpx2224061203C0.faultrate=0
Load.2224179616C0 | Line.Tpx2224179616C0.faultrate=0
Load.2224192013A0 | Line.Tpx2224192013A0.faultrate=0
Load.2224230615C0 | Line.Tpx2224230615C0.faultrate=0
Load.2224230651C0 | Line.Tpx2224230651C0.faultrate=0
Load.2224230689C0 | Line.Tpx2224230689C0.faultrate=0
Load.2224230754C0 | Line.Tpx2224230754C0.faultrate=0
Load.2224237380A0 | Line.Tpx2224237380A0.faultrate=0
Load.2224237384A0 | Line.Tpx2224237384A0.faultrate=0
Load.2224237391A0 | Line.Tpx2224237391A0.faultrate=0
Load.2224237546A0 | Line.Tpx2224237546A0.faultrate=0
Load.2224237643A0 | Line.Tpx2224237643A0.faultrate=0
Load.2224237653A0 | Line.Tpx2224237653A0.faultrate=0
Load.2224237713A0 | Line.Tpx2224237713A0.faultrate=0
Load.2224237718A0 | Line.Tpx2224237718A0.faultrate=0
Load.2224238167A0 | Line.Tpx2224238167A0.faultrate=0
Load.2224386592A0 | Line.Tpx2224386592A0.faultrate=0
Load.2224386617A0 | Line.Tpx2224386617A0.faultrate=0
Load.2224386750A0 | Line.Tpx2224386750A0.faultrate=0
Load.2224386815A0 | Line.Tpx2224386815A0.faultrate=0
Load.2224386842A0 | Line.Tpx2224386842A0.faultrate=0
Load.2224386863A0 | Line.Tpx2224386863A0.faultrate=0
Load.2224386874A0 | Line.Tpx2224386874A0.faultrate=0
Load.2224386889A0 | Line.Tpx2224386889A0.faultrate=0
Load.2224386946A0 | Line.Tpx2224386946A0.faultrate=0
Load.2224387019A0 | Line.Tpx2224387019A0.faultrate=0
Load.2224387053A0 | Line.Tpx2224387053A0.faultrate=0
Load.2224387062A0 | Line.Tpx2224387062A0.faultrate=0
Load.2224387074A0 | Line.Tpx2224387074A0.faultrate=0
Load.2224387113A0 | Line.Tpx2224387113A0.faultrate=0
Load.2224387138A0 | Line.Tpx2224387138A0.faultrate=0
Load.2224490448C0 | Line.Tpx2224490448C0.faultrate=0
Load.2224500658A0 | Line.Tpx2224500658A0.faultrate=0

## Linhas
Dados de entrada |  | Dados fixos |  | Dados saída
New | Monitor | PV? | Nome da Linha | Power | Voltage | Element | Linhas | Nome da Linha | Terminal | Modo | Polar | Arquivo Monitor Power | Arquivo Monitor Voltage
New | Monitor. |  | Tpx138236B0 | _power | _voltage | element= | Line. | Tpx138236B0 | terminal=1 | mode=1 | ppolar=no | New Monitor.Tpx138236B0_power element=Line.Tpx138236B0 terminal=1 mode=1 ppolar=no | New Monitor.Tpx138236B0_voltage element=Line.Tpx138236B0 terminal=1 mode=1 ppolar=no
New | Monitor. |  | Tpx138237B0 | _power | _voltage | element= | Line. | Tpx138237B0 | terminal=1 | mode=1 | ppolar=no | New Monitor.Tpx138237B0_power element=Line.Tpx138237B0 terminal=1 mode=1 ppolar=no | New Monitor.Tpx138237B0_voltage element=Line.Tpx138237B0 terminal=1 mode=1 ppolar=no
New | Monitor. |  | Tpx138258C0 | _power | _voltage | element= | Line. | Tpx138258C0 | terminal=1 | mode=1 | ppolar=no | New Monitor.Tpx138258C0_power element=Line.Tpx138258C0 terminal=1 mode=1 ppolar=no | New Monitor.Tpx138258C0_voltage element=Line.Tpx138258C0 terminal=1 mode=1 ppolar=no
New | Monitor. |  | Tpx138259C0 | _power | _voltage | element= | Line. | Tpx138259C0 | terminal=1 | mode=1 | ppolar=no | New Monitor.Tpx138259C0_power element=Line.Tpx138259C0 terminal=1 mode=1 ppolar=no | New Monitor.Tpx138259C0_voltage element=Line.Tpx138259C0 terminal=1 mode=1 ppolar=no
New | Monitor. |  | Tpx138260A0 | _power | _voltage | element= | Line. | Tpx138260A0 | terminal=1 | mode=1 | ppolar=no | New Monitor.Tpx138260A0_power element=Line.Tpx138260A0 terminal=1 mode=1 ppolar=no | New Monitor.Tpx138260A0_voltage element=Line.Tpx138260A0 terminal=1 mode=1 ppolar=no
New | Monitor. | linhaPV_ | Tpx138262A0 | _power | _voltage | element= | Line. | Tpx138262A0 | terminal=1 | mode=1 | ppolar=no | New Monitor.linhaPV_Tpx138262A0_power element=Line.Tpx138262A0 terminal=1 mode=1 ppolar=no | New Monitor.linhaPV_Tpx138262A0_voltage element=Line.Tpx138262A0 terminal=1 mode=1 ppolar=no
New | Monitor. | linhaPV_ | Tpx138264B0 | _power | _voltage | element= | Line. | Tpx138264B0 | terminal=1 | mode=1 | ppolar=no | New Monitor.linhaPV_Tpx138264B0_power element=Line.Tpx138264B0 terminal=1 mode=1 ppolar=no | New Monitor.linhaPV_Tpx138264B0_voltage element=Line.Tpx138264B0 terminal=1 mode=1 ppolar=no
New | Monitor. |  | Tpx138265A0 | _power | _voltage | element= | Line. | Tpx138265A0 | terminal=1 | mode=1 | ppolar=no | New Monitor.Tpx138265A0_power element=Line.Tpx138265A0 terminal=1 mode=1 ppolar=no | New Monitor.Tpx138265A0_voltage element=Line.Tpx138265A0 terminal=1 mode=1 ppolar=no
New | Monitor. |  | Tpx138294B0 | _power | _voltage | element= | Line. | Tpx138294B0 | terminal=1 | mode=1 | ppolar=no | New Monitor.Tpx138294B0_power element=Line.Tpx138294B0 terminal=1 mode=1 ppolar=no | New Monitor.Tpx138294B0_voltage element=Line.Tpx138294B0 terminal=1 mode=1 ppolar=no
New | Monitor. |  | Tpx138313A0 | _power | _voltage | element= | Line. | Tpx138313A0 | terminal=1 | mode=1 | ppolar=no | New Monitor.Tpx138313A0_power element=Line.Tpx138313A0 terminal=1 mode=1 ppolar=no | New Monitor.Tpx138313A0_voltage element=Line.Tpx138313A0 terminal=1 mode=1 ppolar=no
New | Monitor. |  | Tpx138342C0 | _power | _voltage | element= | Line. | Tpx138342C0 | terminal=1 | mode=1 | ppolar=no | New Monitor.Tpx138342C0_power element=Line.Tpx138342C0 terminal=1 mode=1 ppolar=no | New Monitor.Tpx138342C0_voltage element=Line.Tpx138342C0 terminal=1 mode=1 ppolar=no
New | Monitor. |  | Tpx138343C0 | _power | _voltage | element= | Line. | Tpx138343C0 | terminal=1 | mode=1 | ppolar=no | New Monitor.Tpx138343C0_power element=Line.Tpx138343C0 terminal=1 mode=1 ppolar=no | New Monitor.Tpx138343C0_voltage element=Line.Tpx138343C0 terminal=1 mode=1 ppolar=no
New | Monitor. |  | Tpx138346C0 | _power | _voltage | element= | Line. | Tpx138346C0 | terminal=1 | mode=1 | ppolar=no | New Monitor.Tpx138346C0_power element=Line.Tpx138346C0 terminal=1 mode=1 ppolar=no | New Monitor.Tpx138346C0_voltage element=Line.Tpx138346C0 terminal=1 mode=1 ppolar=no
New | Monitor. |  | Tpx138371C0 | _power | _voltage | element= | Line. | Tpx138371C0 | terminal=1 | mode=1 | ppolar=no | New Monitor.Tpx138371C0_power element=Line.Tpx138371C0 terminal=1 mode=1 ppolar=no | New Monitor.Tpx138371C0_voltage element=Line.Tpx138371C0 terminal=1 mode=1 ppolar=no
New | Monitor. |  | Tpx138372C0 | _power | _voltage | element= | Line. | Tpx138372C0 | terminal=1 | mode=1 | ppolar=no | New Monitor.Tpx138372C0_power element=Line.Tpx138372C0 terminal=1 mode=1 ppolar=no | New Monitor.Tpx138372C0_voltage element=Line.Tpx138372C0 terminal=1 mode=1 ppolar=no
New | Monitor. |  | Tpx138373C0 | _power | _voltage | element= | Line. | Tpx138373C0 | terminal=1 | mode=1 | ppolar=no | New Monitor.Tpx138373C0_power element=Line.Tpx138373C0 terminal=1 mode=1 ppolar=no | New Monitor.Tpx138373C0_voltage element=Line.Tpx138373C0 terminal=1 mode=1 ppolar=no
New | Monitor. | linhaPV_ | Tpx138374C0 | _power | _voltage | element= | Line. | Tpx138374C0 | terminal=1 | mode=1 | ppolar=no | New Monitor.linhaPV_Tpx138374C0_power element=Line.Tpx138374C0 terminal=1 mode=1 ppolar=no | New Monitor.linhaPV_Tpx138374C0_voltage element=Line.Tpx138374C0 terminal=1 mode=1 ppolar=no
New | Monitor. |  | Tpx138379C0 | _power | _voltage | element= | Line. | Tpx138379C0 | terminal=1 | mode=1 | ppolar=no | New Monitor.Tpx138379C0_power element=Line.Tpx138379C0 terminal=1 mode=1 ppolar=no | New Monitor.Tpx138379C0_voltage element=Line.Tpx138379C0 terminal=1 mode=1 ppolar=no
New | Monitor. |  | Tpx138380C0 | _power | _voltage | element= | Line. | Tpx138380C0 | terminal=1 | mode=1 | ppolar=no | New Monitor.Tpx138380C0_power element=Line.Tpx138380C0 terminal=1 mode=1 ppolar=no | New Monitor.Tpx138380C0_voltage element=Line.Tpx138380C0 terminal=1 mode=1 ppolar=no
New | Monitor. | linhaPV_ | Tpx138404C0 | _power | _voltage | element= | Line. | Tpx138404C0 | terminal=1 | mode=1 | ppolar=no | New Monitor.linhaPV_Tpx138404C0_power element=Line.Tpx138404C0 terminal=1 mode=1 ppolar=no | New Monitor.linhaPV_Tpx138404C0_voltage element=Line.Tpx138404C0 terminal=1 mode=1 ppolar=no
New | Monitor. | linhaPV_ | Tpx138405C0 | _power | _voltage | element= | Line. | Tpx138405C0 | terminal=1 | mode=1 | ppolar=no | New Monitor.linhaPV_Tpx138405C0_power element=Line.Tpx138405C0 terminal=1 mode=1 ppolar=no | New Monitor.linhaPV_Tpx138405C0_voltage element=Line.Tpx138405C0 terminal=1 mode=1 ppolar=no
New | Monitor. |  | Tpx138412C0 | _power | _voltage | element= | Line. | Tpx138412C0 | terminal=1 | mode=1 | ppolar=no | New Monitor.Tpx138412C0_power element=Line.Tpx138412C0 terminal=1 mode=1 ppolar=no | New Monitor.Tpx138412C0_voltage element=Line.Tpx138412C0 terminal=1 mode=1 ppolar=no
New | Monitor. |  | Tpx138413C0 | _power | _voltage | element= | Line. | Tpx138413C0 | terminal=1 | mode=1 | ppolar=no | New Monitor.Tpx138413C0_power element=Line.Tpx138413C0 terminal=1 mode=1 ppolar=no | New Monitor.Tpx138413C0_voltage element=Line.Tpx138413C0 terminal=1 mode=1 ppolar=no
New | Monitor. |  | Tpx138416C0 | _power | _voltage | element= | Line. | Tpx138416C0 | terminal=1 | mode=1 | ppolar=no | New Monitor.Tpx138416C0_power element=Line.Tpx138416C0 terminal=1 mode=1 ppolar=no | New Monitor.Tpx138416C0_voltage element=Line.Tpx138416C0 terminal=1 mode=1 ppolar=no
New | Monitor. |  | Tpx138464C0 | _power | _voltage | element= | Line. | Tpx138464C0 | terminal=1 | mode=1 | ppolar=no | New Monitor.Tpx138464C0_power element=Line.Tpx138464C0 terminal=1 mode=1 ppolar=no | New Monitor.Tpx138464C0_voltage element=Line.Tpx138464C0 terminal=1 mode=1 ppolar=no
New | Monitor. |  | Tpx138465C0 | _power | _voltage | element= | Line. | Tpx138465C0 | terminal=1 | mode=1 | ppolar=no | New Monitor.Tpx138465C0_power element=Line.Tpx138465C0 terminal=1 mode=1 ppolar=no | New Monitor.Tpx138465C0_voltage element=Line.Tpx138465C0 terminal=1 mode=1 ppolar=no
New | Monitor. | linhaPV_ | Tpx138466C0 | _power | _voltage | element= | Line. | Tpx138466C0 | terminal=1 | mode=1 | ppolar=no | New Monitor.linhaPV_Tpx138466C0_power element=Line.Tpx138466C0 terminal=1 mode=1 ppolar=no | New Monitor.linhaPV_Tpx138466C0_voltage element=Line.Tpx138466C0 terminal=1 mode=1 ppolar=no
New | Monitor. |  | Tpx138469C0 | _power | _voltage | element= | Line. | Tpx138469C0 | terminal=1 | mode=1 | ppolar=no | New Monitor.Tpx138469C0_power element=Line.Tpx138469C0 terminal=1 mode=1 ppolar=no | New Monitor.Tpx138469C0_voltage element=Line.Tpx138469C0 terminal=1 mode=1 ppolar=no
New | Monitor. |  | Tpx138470C0 | _power | _voltage | element= | Line. | Tpx138470C0 | terminal=1 | mode=1 | ppolar=no | New Monitor.Tpx138470C0_power element=Line.Tpx138470C0 terminal=1 mode=1 ppolar=no | New Monitor.Tpx138470C0_voltage element=Line.Tpx138470C0 terminal=1 mode=1 ppolar=no
New | Monitor. | linhaPV_ | Tpx138472C0 | _power | _voltage | element= | Line. | Tpx138472C0 | terminal=1 | mode=1 | ppolar=no | New Monitor.linhaPV_Tpx138472C0_power element=Line.Tpx138472C0 terminal=1 mode=1 ppolar=no | New Monitor.linhaPV_Tpx138472C0_voltage element=Line.Tpx138472C0 terminal=1 mode=1 ppolar=no
New | Monitor. |  | Tpx138560A0 | _power | _voltage | element= | Line. | Tpx138560A0 | terminal=1 | mode=1 | ppolar=no | New Monitor.Tpx138560A0_power element=Line.Tpx138560A0 terminal=1 mode=1 ppolar=no | New Monitor.Tpx138560A0_voltage element=Line.Tpx138560A0 terminal=1 mode=1 ppolar=no
New | Monitor. |  | Tpx138561A0 | _power | _voltage | element= | Line. | Tpx138561A0 | terminal=1 | mode=1 | ppolar=no | New Monitor.Tpx138561A0_power element=Line.Tpx138561A0 terminal=1 mode=1 ppolar=no | New Monitor.Tpx138561A0_voltage element=Line.Tpx138561A0 terminal=1 mode=1 ppolar=no
New | Monitor. |  | Tpx138562A0 | _power | _voltage | element= | Line. | Tpx138562A0 | terminal=1 | mode=1 | ppolar=no | New Monitor.Tpx138562A0_power element=Line.Tpx138562A0 terminal=1 mode=1 ppolar=no | New Monitor.Tpx138562A0_voltage element=Line.Tpx138562A0 terminal=1 mode=1 ppolar=no
New | Monitor. |  | Tpx138563A0 | _power | _voltage | element= | Line. | Tpx138563A0 | terminal=1 | mode=1 | ppolar=no | New Monitor.Tpx138563A0_power element=Line.Tpx138563A0 terminal=1 mode=1 ppolar=no | New Monitor.Tpx138563A0_voltage element=Line.Tpx138563A0 terminal=1 mode=1 ppolar=no
New | Monitor. | linhaPV_ | Tpx138564A0 | _power | _voltage | element= | Line. | Tpx138564A0 | terminal=1 | mode=1 | ppolar=no | New Monitor.linhaPV_Tpx138564A0_power element=Line.Tpx138564A0 terminal=1 mode=1 ppolar=no | New Monitor.linhaPV_Tpx138564A0_voltage element=Line.Tpx138564A0 terminal=1 mode=1 ppolar=no
New | Monitor. | linhaPV_ | Tpx138565A0 | _power | _voltage | element= | Line. | Tpx138565A0 | terminal=1 | mode=1 | ppolar=no | New Monitor.linhaPV_Tpx138565A0_power element=Line.Tpx138565A0 terminal=1 mode=1 ppolar=no | New Monitor.linhaPV_Tpx138565A0_voltage element=Line.Tpx138565A0 terminal=1 mode=1 ppolar=no
New | Monitor. | linhaPV_ | Tpx138566A0 | _power | _voltage | element= | Line. | Tpx138566A0 | terminal=1 | mode=1 | ppolar=no | New Monitor.linhaPV_Tpx138566A0_power element=Line.Tpx138566A0 terminal=1 mode=1 ppolar=no | New Monitor.linhaPV_Tpx138566A0_voltage element=Line.Tpx138566A0 terminal=1 mode=1 ppolar=no
New | Monitor. | linhaPV_ | Tpx138567A0 | _power | _voltage | element= | Line. | Tpx138567A0 | terminal=1 | mode=1 | ppolar=no | New Monitor.linhaPV_Tpx138567A0_power element=Line.Tpx138567A0 terminal=1 mode=1 ppolar=no | New Monitor.linhaPV_Tpx138567A0_voltage element=Line.Tpx138567A0 terminal=1 mode=1 ppolar=no
New | Monitor. |  | Tpx138569A0 | _power | _voltage | element= | Line. | Tpx138569A0 | terminal=1 | mode=1 | ppolar=no | New Monitor.Tpx138569A0_power element=Line.Tpx138569A0 terminal=1 mode=1 ppolar=no | New Monitor.Tpx138569A0_voltage element=Line.Tpx138569A0 terminal=1 mode=1 ppolar=no
New | Monitor. |  | Tpx138570A0 | _power | _voltage | element= | Line. | Tpx138570A0 | terminal=1 | mode=1 | ppolar=no | New Monitor.Tpx138570A0_power element=Line.Tpx138570A0 terminal=1 mode=1 ppolar=no | New Monitor.Tpx138570A0_voltage element=Line.Tpx138570A0 terminal=1 mode=1 ppolar=no
New | Monitor. |  | Tpx138571A0 | _power | _voltage | element= | Line. | Tpx138571A0 | terminal=1 | mode=1 | ppolar=no | New Monitor.Tpx138571A0_power element=Line.Tpx138571A0 terminal=1 mode=1 ppolar=no | New Monitor.Tpx138571A0_voltage element=Line.Tpx138571A0 terminal=1 mode=1 ppolar=no
New | Monitor. |  | Tpx138573A0 | _power | _voltage | element= | Line. | Tpx138573A0 | terminal=1 | mode=1 | ppolar=no | New Monitor.Tpx138573A0_power element=Line.Tpx138573A0 terminal=1 mode=1 ppolar=no | New Monitor.Tpx138573A0_voltage element=Line.Tpx138573A0 terminal=1 mode=1 ppolar=no
New | Monitor. |  | Tpx138574A0 | _power | _voltage | element= | Line. | Tpx138574A0 | terminal=1 | mode=1 | ppolar=no | New Monitor.Tpx138574A0_power element=Line.Tpx138574A0 terminal=1 mode=1 ppolar=no | New Monitor.Tpx138574A0_voltage element=Line.Tpx138574A0 terminal=1 mode=1 ppolar=no
New | Monitor. |  | Tpx138581A0 | _power | _voltage | element= | Line. | Tpx138581A0 | terminal=1 | mode=1 | ppolar=no | New Monitor.Tpx138581A0_power element=Line.Tpx138581A0 terminal=1 mode=1 ppolar=no | New Monitor.Tpx138581A0_voltage element=Line.Tpx138581A0 terminal=1 mode=1 ppolar=no
New | Monitor. |  | Tpx138585C0 | _power | _voltage | element= | Line. | Tpx138585C0 | terminal=1 | mode=1 | ppolar=no | New Monitor.Tpx138585C0_power element=Line.Tpx138585C0 terminal=1 mode=1 ppolar=no | New Monitor.Tpx138585C0_voltage element=Line.Tpx138585C0 terminal=1 mode=1 ppolar=no
New | Monitor. |  | Tpx138586C0 | _power | _voltage | element= | Line. | Tpx138586C0 | terminal=1 | mode=1 | ppolar=no | New Monitor.Tpx138586C0_power element=Line.Tpx138586C0 terminal=1 mode=1 ppolar=no | New Monitor.Tpx138586C0_voltage element=Line.Tpx138586C0 terminal=1 mode=1 ppolar=no
New | Monitor. |  | Tpx138641C0 | _power | _voltage | element= | Line. | Tpx138641C0 | terminal=1 | mode=1 | ppolar=no | New Monitor.Tpx138641C0_power element=Line.Tpx138641C0 terminal=1 mode=1 ppolar=no | New Monitor.Tpx138641C0_voltage element=Line.Tpx138641C0 terminal=1 mode=1 ppolar=no
New | Monitor. |  | Tpx138642A0 | _power | _voltage | element= | Line. | Tpx138642A0 | terminal=1 | mode=1 | ppolar=no | New Monitor.Tpx138642A0_power element=Line.Tpx138642A0 terminal=1 mode=1 ppolar=no | New Monitor.Tpx138642A0_voltage element=Line.Tpx138642A0 terminal=1 mode=1 ppolar=no
New | Monitor. |  | Tpx138644A0 | _power | _voltage | element= | Line. | Tpx138644A0 | terminal=1 | mode=1 | ppolar=no | New Monitor.Tpx138644A0_power element=Line.Tpx138644A0 terminal=1 mode=1 ppolar=no | New Monitor.Tpx138644A0_voltage element=Line.Tpx138644A0 terminal=1 mode=1 ppolar=no
New | Monitor. |  | Tpx138645B0 | _power | _voltage | element= | Line. | Tpx138645B0 | terminal=1 | mode=1 | ppolar=no | New Monitor.Tpx138645B0_power element=Line.Tpx138645B0 terminal=1 mode=1 ppolar=no | New Monitor.Tpx138645B0_voltage element=Line.Tpx138645B0 terminal=1 mode=1 ppolar=no
New | Monitor. |  | Tpx138646A0 | _power | _voltage | element= | Line. | Tpx138646A0 | terminal=1 | mode=1 | ppolar=no | New Monitor.Tpx138646A0_power element=Line.Tpx138646A0 terminal=1 mode=1 ppolar=no | New Monitor.Tpx138646A0_voltage element=Line.Tpx138646A0 terminal=1 mode=1 ppolar=no
New | Monitor. |  | Tpx138647C0 | _power | _voltage | element= | Line. | Tpx138647C0 | terminal=1 | mode=1 | ppolar=no | New Monitor.Tpx138647C0_power element=Line.Tpx138647C0 terminal=1 mode=1 ppolar=no | New Monitor.Tpx138647C0_voltage element=Line.Tpx138647C0 terminal=1 mode=1 ppolar=no
New | Monitor. | linhaPV_ | Tpx138649A0 | _power | _voltage | element= | Line. | Tpx138649A0 | terminal=1 | mode=1 | ppolar=no | New Monitor.linhaPV_Tpx138649A0_power element=Line.Tpx138649A0 terminal=1 mode=1 ppolar=no | New Monitor.linhaPV_Tpx138649A0_voltage element=Line.Tpx138649A0 terminal=1 mode=1 ppolar=no
New | Monitor. |  | Tpx138650C0 | _power | _voltage | element= | Line. | Tpx138650C0 | terminal=1 | mode=1 | ppolar=no | New Monitor.Tpx138650C0_power element=Line.Tpx138650C0 terminal=1 mode=1 ppolar=no | New Monitor.Tpx138650C0_voltage element=Line.Tpx138650C0 terminal=1 mode=1 ppolar=no
New | Monitor. |  | Tpx138651C0 | _power | _voltage | element= | Line. | Tpx138651C0 | terminal=1 | mode=1 | ppolar=no | New Monitor.Tpx138651C0_power element=Line.Tpx138651C0 terminal=1 mode=1 ppolar=no | New Monitor.Tpx138651C0_voltage element=Line.Tpx138651C0 terminal=1 mode=1 ppolar=no
New | Monitor. | linhaPV_ | Tpx138652C0 | _power | _voltage | element= | Line. | Tpx138652C0 | terminal=1 | mode=1 | ppolar=no | New Monitor.linhaPV_Tpx138652C0_power element=Line.Tpx138652C0 terminal=1 mode=1 ppolar=no | New Monitor.linhaPV_Tpx138652C0_voltage element=Line.Tpx138652C0 terminal=1 mode=1 ppolar=no
New | Monitor. |  | Tpx138655A0 | _power | _voltage | element= | Line. | Tpx138655A0 | terminal=1 | mode=1 | ppolar=no | New Monitor.Tpx138655A0_power element=Line.Tpx138655A0 terminal=1 mode=1 ppolar=no | New Monitor.Tpx138655A0_voltage element=Line.Tpx138655A0 terminal=1 mode=1 ppolar=no
New | Monitor. |  | Tpx138679A0 | _power | _voltage | element= | Line. | Tpx138679A0 | terminal=1 | mode=1 | ppolar=no | New Monitor.Tpx138679A0_power element=Line.Tpx138679A0 terminal=1 mode=1 ppolar=no | New Monitor.Tpx138679A0_voltage element=Line.Tpx138679A0 terminal=1 mode=1 ppolar=no
New | Monitor. | linhaPV_ | Tpx138680A0 | _power | _voltage | element= | Line. | Tpx138680A0 | terminal=1 | mode=1 | ppolar=no | New Monitor.linhaPV_Tpx138680A0_power element=Line.Tpx138680A0 terminal=1 mode=1 ppolar=no | New Monitor.linhaPV_Tpx138680A0_voltage element=Line.Tpx138680A0 terminal=1 mode=1 ppolar=no
New | Monitor. |  | Tpx138684A0 | _power | _voltage | element= | Line. | Tpx138684A0 | terminal=1 | mode=1 | ppolar=no | New Monitor.Tpx138684A0_power element=Line.Tpx138684A0 terminal=1 mode=1 ppolar=no | New Monitor.Tpx138684A0_voltage element=Line.Tpx138684A0 terminal=1 mode=1 ppolar=no
New | Monitor. |  | Tpx138685A0 | _power | _voltage | element= | Line. | Tpx138685A0 | terminal=1 | mode=1 | ppolar=no | New Monitor.Tpx138685A0_power element=Line.Tpx138685A0 terminal=1 mode=1 ppolar=no | New Monitor.Tpx138685A0_voltage element=Line.Tpx138685A0 terminal=1 mode=1 ppolar=no
New | Monitor. | linhaPV_ | Tpx138716C0 | _power | _voltage | element= | Line. | Tpx138716C0 | terminal=1 | mode=1 | ppolar=no | New Monitor.linhaPV_Tpx138716C0_power element=Line.Tpx138716C0 terminal=1 mode=1 ppolar=no | New Monitor.linhaPV_Tpx138716C0_voltage element=Line.Tpx138716C0 terminal=1 mode=1 ppolar=no
New | Monitor. | linhaPV_ | Tpx138717C0 | _power | _voltage | element= | Line. | Tpx138717C0 | terminal=1 | mode=1 | ppolar=no | New Monitor.linhaPV_Tpx138717C0_power element=Line.Tpx138717C0 terminal=1 mode=1 ppolar=no | New Monitor.linhaPV_Tpx138717C0_voltage element=Line.Tpx138717C0 terminal=1 mode=1 ppolar=no
New | Monitor. | linhaPV_ | Tpx138718C0 | _power | _voltage | element= | Line. | Tpx138718C0 | terminal=1 | mode=1 | ppolar=no | New Monitor.linhaPV_Tpx138718C0_power element=Line.Tpx138718C0 terminal=1 mode=1 ppolar=no | New Monitor.linhaPV_Tpx138718C0_voltage element=Line.Tpx138718C0 terminal=1 mode=1 ppolar=no
New | Monitor. | linhaPV_ | Tpx138719A0 | _power | _voltage | element= | Line. | Tpx138719A0 | terminal=1 | mode=1 | ppolar=no | New Monitor.linhaPV_Tpx138719A0_power element=Line.Tpx138719A0 terminal=1 mode=1 ppolar=no | New Monitor.linhaPV_Tpx138719A0_voltage element=Line.Tpx138719A0 terminal=1 mode=1 ppolar=no
New | Monitor. |  | Tpx138720A0 | _power | _voltage | element= | Line. | Tpx138720A0 | terminal=1 | mode=1 | ppolar=no | New Monitor.Tpx138720A0_power element=Line.Tpx138720A0 terminal=1 mode=1 ppolar=no | New Monitor.Tpx138720A0_voltage element=Line.Tpx138720A0 terminal=1 mode=1 ppolar=no
New | Monitor. | linhaPV_ | Tpx138751B0 | _power | _voltage | element= | Line. | Tpx138751B0 | terminal=1 | mode=1 | ppolar=no | New Monitor.linhaPV_Tpx138751B0_power element=Line.Tpx138751B0 terminal=1 mode=1 ppolar=no | New Monitor.linhaPV_Tpx138751B0_voltage element=Line.Tpx138751B0 terminal=1 mode=1 ppolar=no
New | Monitor. |  | Tpx138752B0 | _power | _voltage | element= | Line. | Tpx138752B0 | terminal=1 | mode=1 | ppolar=no | New Monitor.Tpx138752B0_power element=Line.Tpx138752B0 terminal=1 mode=1 ppolar=no | New Monitor.Tpx138752B0_voltage element=Line.Tpx138752B0 terminal=1 mode=1 ppolar=no
New | Monitor. | linhaPV_ | Tpx138753B0 | _power | _voltage | element= | Line. | Tpx138753B0 | terminal=1 | mode=1 | ppolar=no | New Monitor.linhaPV_Tpx138753B0_power element=Line.Tpx138753B0 terminal=1 mode=1 ppolar=no | New Monitor.linhaPV_Tpx138753B0_voltage element=Line.Tpx138753B0 terminal=1 mode=1 ppolar=no
New | Monitor. | linhaPV_ | Tpx138754B0 | _power | _voltage | element= | Line. | Tpx138754B0 | terminal=1 | mode=1 | ppolar=no | New Monitor.linhaPV_Tpx138754B0_power element=Line.Tpx138754B0 terminal=1 mode=1 ppolar=no | New Monitor.linhaPV_Tpx138754B0_voltage element=Line.Tpx138754B0 terminal=1 mode=1 ppolar=no
New | Monitor. |  | Tpx138755B0 | _power | _voltage | element= | Line. | Tpx138755B0 | terminal=1 | mode=1 | ppolar=no | New Monitor.Tpx138755B0_power element=Line.Tpx138755B0 terminal=1 mode=1 ppolar=no | New Monitor.Tpx138755B0_voltage element=Line.Tpx138755B0 terminal=1 mode=1 ppolar=no
New | Monitor. |  | Tpx138769A0 | _power | _voltage | element= | Line. | Tpx138769A0 | terminal=1 | mode=1 | ppolar=no | New Monitor.Tpx138769A0_power element=Line.Tpx138769A0 terminal=1 mode=1 ppolar=no | New Monitor.Tpx138769A0_voltage element=Line.Tpx138769A0 terminal=1 mode=1 ppolar=no
New | Monitor. |  | Tpx138770A0 | _power | _voltage | element= | Line. | Tpx138770A0 | terminal=1 | mode=1 | ppolar=no | New Monitor.Tpx138770A0_power element=Line.Tpx138770A0 terminal=1 mode=1 ppolar=no | New Monitor.Tpx138770A0_voltage element=Line.Tpx138770A0 terminal=1 mode=1 ppolar=no
New | Monitor. |  | Tpx138771A0 | _power | _voltage | element= | Line. | Tpx138771A0 | terminal=1 | mode=1 | ppolar=no | New Monitor.Tpx138771A0_power element=Line.Tpx138771A0 terminal=1 mode=1 ppolar=no | New Monitor.Tpx138771A0_voltage element=Line.Tpx138771A0 terminal=1 mode=1 ppolar=no
New | Monitor. |  | Tpx138776C0 | _power | _voltage | element= | Line. | Tpx138776C0 | terminal=1 | mode=1 | ppolar=no | New Monitor.Tpx138776C0_power element=Line.Tpx138776C0 terminal=1 mode=1 ppolar=no | New Monitor.Tpx138776C0_voltage element=Line.Tpx138776C0 terminal=1 mode=1 ppolar=no
New | Monitor. |  | Tpx138796B0 | _power | _voltage | element= | Line. | Tpx138796B0 | terminal=1 | mode=1 | ppolar=no | New Monitor.Tpx138796B0_power element=Line.Tpx138796B0 terminal=1 mode=1 ppolar=no | New Monitor.Tpx138796B0_voltage element=Line.Tpx138796B0 terminal=1 mode=1 ppolar=no
New | Monitor. | linhaPV_ | Tpx138797B0 | _power | _voltage | element= | Line. | Tpx138797B0 | terminal=1 | mode=1 | ppolar=no | New Monitor.linhaPV_Tpx138797B0_power element=Line.Tpx138797B0 terminal=1 mode=1 ppolar=no | New Monitor.linhaPV_Tpx138797B0_voltage element=Line.Tpx138797B0 terminal=1 mode=1 ppolar=no
New | Monitor. |  | Tpx138798B0 | _power | _voltage | element= | Line. | Tpx138798B0 | terminal=1 | mode=1 | ppolar=no | New Monitor.Tpx138798B0_power element=Line.Tpx138798B0 terminal=1 mode=1 ppolar=no | New Monitor.Tpx138798B0_voltage element=Line.Tpx138798B0 terminal=1 mode=1 ppolar=no
New | Monitor. |  | Tpx157715B0 | _power | _voltage | element= | Line. | Tpx157715B0 | terminal=1 | mode=1 | ppolar=no | New Monitor.Tpx157715B0_power element=Line.Tpx157715B0 terminal=1 mode=1 ppolar=no | New Monitor.Tpx157715B0_voltage element=Line.Tpx157715B0 terminal=1 mode=1 ppolar=no
New | Monitor. | linhaPV_ | Tpx157716B0 | _power | _voltage | element= | Line. | Tpx157716B0 | terminal=1 | mode=1 | ppolar=no | New Monitor.linhaPV_Tpx157716B0_power element=Line.Tpx157716B0 terminal=1 mode=1 ppolar=no | New Monitor.linhaPV_Tpx157716B0_voltage element=Line.Tpx157716B0 terminal=1 mode=1 ppolar=no
New | Monitor. |  | Tpx157717B0 | _power | _voltage | element= | Line. | Tpx157717B0 | terminal=1 | mode=1 | ppolar=no | New Monitor.Tpx157717B0_power element=Line.Tpx157717B0 terminal=1 mode=1 ppolar=no | New Monitor.Tpx157717B0_voltage element=Line.Tpx157717B0 terminal=1 mode=1 ppolar=no
New | Monitor. | linhaPV_ | Tpx157718B0 | _power | _voltage | element= | Line. | Tpx157718B0 | terminal=1 | mode=1 | ppolar=no | New Monitor.linhaPV_Tpx157718B0_power element=Line.Tpx157718B0 terminal=1 mode=1 ppolar=no | New Monitor.linhaPV_Tpx157718B0_voltage element=Line.Tpx157718B0 terminal=1 mode=1 ppolar=no
New | Monitor. |  | Tpx207286C0 | _power | _voltage | element= | Line. | Tpx207286C0 | terminal=1 | mode=1 | ppolar=no | New Monitor.Tpx207286C0_power element=Line.Tpx207286C0 terminal=1 mode=1 ppolar=no | New Monitor.Tpx207286C0_voltage element=Line.Tpx207286C0 terminal=1 mode=1 ppolar=no
New | Monitor. | linhaPV_ | Tpx207287B0 | _power | _voltage | element= | Line. | Tpx207287B0 | terminal=1 | mode=1 | ppolar=no | New Monitor.linhaPV_Tpx207287B0_power element=Line.Tpx207287B0 terminal=1 mode=1 ppolar=no | New Monitor.linhaPV_Tpx207287B0_voltage element=Line.Tpx207287B0 terminal=1 mode=1 ppolar=no
New | Monitor. |  | Tpx207288B0 | _power | _voltage | element= | Line. | Tpx207288B0 | terminal=1 | mode=1 | ppolar=no | New Monitor.Tpx207288B0_power element=Line.Tpx207288B0 terminal=1 mode=1 ppolar=no | New Monitor.Tpx207288B0_voltage element=Line.Tpx207288B0 terminal=1 mode=1 ppolar=no
New | Monitor. |  | Tpx207290A0 | _power | _voltage | element= | Line. | Tpx207290A0 | terminal=1 | mode=1 | ppolar=no | New Monitor.Tpx207290A0_power element=Line.Tpx207290A0 terminal=1 mode=1 ppolar=no | New Monitor.Tpx207290A0_voltage element=Line.Tpx207290A0 terminal=1 mode=1 ppolar=no
New | Monitor. |  | Tpx207291C0 | _power | _voltage | element= | Line. | Tpx207291C0 | terminal=1 | mode=1 | ppolar=no | New Monitor.Tpx207291C0_power element=Line.Tpx207291C0 terminal=1 mode=1 ppolar=no | New Monitor.Tpx207291C0_voltage element=Line.Tpx207291C0 terminal=1 mode=1 ppolar=no
New | Monitor. |  | Tpx207292C0 | _power | _voltage | element= | Line. | Tpx207292C0 | terminal=1 | mode=1 | ppolar=no | New Monitor.Tpx207292C0_power element=Line.Tpx207292C0 terminal=1 mode=1 ppolar=no | New Monitor.Tpx207292C0_voltage element=Line.Tpx207292C0 terminal=1 mode=1 ppolar=no
New | Monitor. |  | Tpx218472A0 | _power | _voltage | element= | Line. | Tpx218472A0 | terminal=1 | mode=1 | ppolar=no | New Monitor.Tpx218472A0_power element=Line.Tpx218472A0 terminal=1 mode=1 ppolar=no | New Monitor.Tpx218472A0_voltage element=Line.Tpx218472A0 terminal=1 mode=1 ppolar=no
New | Monitor. | linhaPV_ | Tpx218473A0 | _power | _voltage | element= | Line. | Tpx218473A0 | terminal=1 | mode=1 | ppolar=no | New Monitor.linhaPV_Tpx218473A0_power element=Line.Tpx218473A0 terminal=1 mode=1 ppolar=no | New Monitor.linhaPV_Tpx218473A0_voltage element=Line.Tpx218473A0 terminal=1 mode=1 ppolar=no
New | Monitor. | linhaPV_ | Tpx218474A0 | _power | _voltage | element= | Line. | Tpx218474A0 | terminal=1 | mode=1 | ppolar=no | New Monitor.linhaPV_Tpx218474A0_power element=Line.Tpx218474A0 terminal=1 mode=1 ppolar=no | New Monitor.linhaPV_Tpx218474A0_voltage element=Line.Tpx218474A0 terminal=1 mode=1 ppolar=no
New | Monitor. |  | Tpx218475A0 | _power | _voltage | element= | Line. | Tpx218475A0 | terminal=1 | mode=1 | ppolar=no | New Monitor.Tpx218475A0_power element=Line.Tpx218475A0 terminal=1 mode=1 ppolar=no | New Monitor.Tpx218475A0_voltage element=Line.Tpx218475A0 terminal=1 mode=1 ppolar=no
New | Monitor. |  | Tpx223655C0 | _power | _voltage | element= | Line. | Tpx223655C0 | terminal=1 | mode=1 | ppolar=no | New Monitor.Tpx223655C0_power element=Line.Tpx223655C0 terminal=1 mode=1 ppolar=no | New Monitor.Tpx223655C0_voltage element=Line.Tpx223655C0 terminal=1 mode=1 ppolar=no
New | Monitor. |  | Tpx223658A0 | _power | _voltage | element= | Line. | Tpx223658A0 | terminal=1 | mode=1 | ppolar=no | New Monitor.Tpx223658A0_power element=Line.Tpx223658A0 terminal=1 mode=1 ppolar=no | New Monitor.Tpx223658A0_voltage element=Line.Tpx223658A0 terminal=1 mode=1 ppolar=no
New | Monitor. |  | Tpx223660C0 | _power | _voltage | element= | Line. | Tpx223660C0 | terminal=1 | mode=1 | ppolar=no | New Monitor.Tpx223660C0_power element=Line.Tpx223660C0 terminal=1 mode=1 ppolar=no | New Monitor.Tpx223660C0_voltage element=Line.Tpx223660C0 terminal=1 mode=1 ppolar=no
New | Monitor. |  | Tpx223661C0 | _power | _voltage | element= | Line. | Tpx223661C0 | terminal=1 | mode=1 | ppolar=no | New Monitor.Tpx223661C0_power element=Line.Tpx223661C0 terminal=1 mode=1 ppolar=no | New Monitor.Tpx223661C0_voltage element=Line.Tpx223661C0 terminal=1 mode=1 ppolar=no
New | Monitor. |  | Tpx223662C0 | _power | _voltage | element= | Line. | Tpx223662C0 | terminal=1 | mode=1 | ppolar=no | New Monitor.Tpx223662C0_power element=Line.Tpx223662C0 terminal=1 mode=1 ppolar=no | New Monitor.Tpx223662C0_voltage element=Line.Tpx223662C0 terminal=1 mode=1 ppolar=no
New | Monitor. |  | Tpx223663C0 | _power | _voltage | element= | Line. | Tpx223663C0 | terminal=1 | mode=1 | ppolar=no | New Monitor.Tpx223663C0_power element=Line.Tpx223663C0 terminal=1 mode=1 ppolar=no | New Monitor.Tpx223663C0_voltage element=Line.Tpx223663C0 terminal=1 mode=1 ppolar=no
New | Monitor. |  | Tpx247036C0 | _power | _voltage | element= | Line. | Tpx247036C0 | terminal=1 | mode=1 | ppolar=no | New Monitor.Tpx247036C0_power element=Line.Tpx247036C0 terminal=1 mode=1 ppolar=no | New Monitor.Tpx247036C0_voltage element=Line.Tpx247036C0 terminal=1 mode=1 ppolar=no
New | Monitor. |  | Tpx247056A0 | _power | _voltage | element= | Line. | Tpx247056A0 | terminal=1 | mode=1 | ppolar=no | New Monitor.Tpx247056A0_power element=Line.Tpx247056A0 terminal=1 mode=1 ppolar=no | New Monitor.Tpx247056A0_voltage element=Line.Tpx247056A0 terminal=1 mode=1 ppolar=no
New | Monitor. |  | Tpx247057A0 | _power | _voltage | element= | Line. | Tpx247057A0 | terminal=1 | mode=1 | ppolar=no | New Monitor.Tpx247057A0_power element=Line.Tpx247057A0 terminal=1 mode=1 ppolar=no | New Monitor.Tpx247057A0_voltage element=Line.Tpx247057A0 terminal=1 mode=1 ppolar=no
New | Monitor. |  | Tpx247058A0 | _power | _voltage | element= | Line. | Tpx247058A0 | terminal=1 | mode=1 | ppolar=no | New Monitor.Tpx247058A0_power element=Line.Tpx247058A0 terminal=1 mode=1 ppolar=no | New Monitor.Tpx247058A0_voltage element=Line.Tpx247058A0 terminal=1 mode=1 ppolar=no
New | Monitor. | linhaPV_ | Tpx247059A0 | _power | _voltage | element= | Line. | Tpx247059A0 | terminal=1 | mode=1 | ppolar=no | New Monitor.linhaPV_Tpx247059A0_power element=Line.Tpx247059A0 terminal=1 mode=1 ppolar=no | New Monitor.linhaPV_Tpx247059A0_voltage element=Line.Tpx247059A0 terminal=1 mode=1 ppolar=no
New | Monitor. |  | Tpx247060A0 | _power | _voltage | element= | Line. | Tpx247060A0 | terminal=1 | mode=1 | ppolar=no | New Monitor.Tpx247060A0_power element=Line.Tpx247060A0 terminal=1 mode=1 ppolar=no | New Monitor.Tpx247060A0_voltage element=Line.Tpx247060A0 terminal=1 mode=1 ppolar=no
New | Monitor. |  | Tpx247061A0 | _power | _voltage | element= | Line. | Tpx247061A0 | terminal=1 | mode=1 | ppolar=no | New Monitor.Tpx247061A0_power element=Line.Tpx247061A0 terminal=1 mode=1 ppolar=no | New Monitor.Tpx247061A0_voltage element=Line.Tpx247061A0 terminal=1 mode=1 ppolar=no
New | Monitor. | linhaPV_ | Tpx247084B0 | _power | _voltage | element= | Line. | Tpx247084B0 | terminal=1 | mode=1 | ppolar=no | New Monitor.linhaPV_Tpx247084B0_power element=Line.Tpx247084B0 terminal=1 mode=1 ppolar=no | New Monitor.linhaPV_Tpx247084B0_voltage element=Line.Tpx247084B0 terminal=1 mode=1 ppolar=no
New | Monitor. |  | Tpx247100B0 | _power | _voltage | element= | Line. | Tpx247100B0 | terminal=1 | mode=1 | ppolar=no | New Monitor.Tpx247100B0_power element=Line.Tpx247100B0 terminal=1 mode=1 ppolar=no | New Monitor.Tpx247100B0_voltage element=Line.Tpx247100B0 terminal=1 mode=1 ppolar=no
New | Monitor. |  | Tpx247105B0 | _power | _voltage | element= | Line. | Tpx247105B0 | terminal=1 | mode=1 | ppolar=no | New Monitor.Tpx247105B0_power element=Line.Tpx247105B0 terminal=1 mode=1 ppolar=no | New Monitor.Tpx247105B0_voltage element=Line.Tpx247105B0 terminal=1 mode=1 ppolar=no
New | Monitor. |  | Tpx247122B0 | _power | _voltage | element= | Line. | Tpx247122B0 | terminal=1 | mode=1 | ppolar=no | New Monitor.Tpx247122B0_power element=Line.Tpx247122B0 terminal=1 mode=1 ppolar=no | New Monitor.Tpx247122B0_voltage element=Line.Tpx247122B0 terminal=1 mode=1 ppolar=no
New | Monitor. |  | Tpx247126B0 | _power | _voltage | element= | Line. | Tpx247126B0 | terminal=1 | mode=1 | ppolar=no | New Monitor.Tpx247126B0_power element=Line.Tpx247126B0 terminal=1 mode=1 ppolar=no | New Monitor.Tpx247126B0_voltage element=Line.Tpx247126B0 terminal=1 mode=1 ppolar=no
New | Monitor. |  | Tpx247160B0 | _power | _voltage | element= | Line. | Tpx247160B0 | terminal=1 | mode=1 | ppolar=no | New Monitor.Tpx247160B0_power element=Line.Tpx247160B0 terminal=1 mode=1 ppolar=no | New Monitor.Tpx247160B0_voltage element=Line.Tpx247160B0 terminal=1 mode=1 ppolar=no
New | Monitor. |  | Tpx247162B0 | _power | _voltage | element= | Line. | Tpx247162B0 | terminal=1 | mode=1 | ppolar=no | New Monitor.Tpx247162B0_power element=Line.Tpx247162B0 terminal=1 mode=1 ppolar=no | New Monitor.Tpx247162B0_voltage element=Line.Tpx247162B0 terminal=1 mode=1 ppolar=no
New | Monitor. |  | Tpx247164B0 | _power | _voltage | element= | Line. | Tpx247164B0 | terminal=1 | mode=1 | ppolar=no | New Monitor.Tpx247164B0_power element=Line.Tpx247164B0 terminal=1 mode=1 ppolar=no | New Monitor.Tpx247164B0_voltage element=Line.Tpx247164B0 terminal=1 mode=1 ppolar=no
New | Monitor. | linhaPV_ | Tpx247170B0 | _power | _voltage | element= | Line. | Tpx247170B0 | terminal=1 | mode=1 | ppolar=no | New Monitor.linhaPV_Tpx247170B0_power element=Line.Tpx247170B0 terminal=1 mode=1 ppolar=no | New Monitor.linhaPV_Tpx247170B0_voltage element=Line.Tpx247170B0 terminal=1 mode=1 ppolar=no
New | Monitor. |  | Tpx247171B0 | _power | _voltage | element= | Line. | Tpx247171B0 | terminal=1 | mode=1 | ppolar=no | New Monitor.Tpx247171B0_power element=Line.Tpx247171B0 terminal=1 mode=1 ppolar=no | New Monitor.Tpx247171B0_voltage element=Line.Tpx247171B0 terminal=1 mode=1 ppolar=no
New | Monitor. | linhaPV_ | Tpx247184C0 | _power | _voltage | element= | Line. | Tpx247184C0 | terminal=1 | mode=1 | ppolar=no | New Monitor.linhaPV_Tpx247184C0_power element=Line.Tpx247184C0 terminal=1 mode=1 ppolar=no | New Monitor.linhaPV_Tpx247184C0_voltage element=Line.Tpx247184C0 terminal=1 mode=1 ppolar=no
New | Monitor. |  | Tpx247185B0 | _power | _voltage | element= | Line. | Tpx247185B0 | terminal=1 | mode=1 | ppolar=no | New Monitor.Tpx247185B0_power element=Line.Tpx247185B0 terminal=1 mode=1 ppolar=no | New Monitor.Tpx247185B0_voltage element=Line.Tpx247185B0 terminal=1 mode=1 ppolar=no
New | Monitor. |  | Tpx251828B0 | _power | _voltage | element= | Line. | Tpx251828B0 | terminal=1 | mode=1 | ppolar=no | New Monitor.Tpx251828B0_power element=Line.Tpx251828B0 terminal=1 mode=1 ppolar=no | New Monitor.Tpx251828B0_voltage element=Line.Tpx251828B0 terminal=1 mode=1 ppolar=no
New | Monitor. | linhaPV_ | Tpx251855C0 | _power | _voltage | element= | Line. | Tpx251855C0 | terminal=1 | mode=1 | ppolar=no | New Monitor.linhaPV_Tpx251855C0_power element=Line.Tpx251855C0 terminal=1 mode=1 ppolar=no | New Monitor.linhaPV_Tpx251855C0_voltage element=Line.Tpx251855C0 terminal=1 mode=1 ppolar=no
New | Monitor. |  | Tpx251856C0 | _power | _voltage | element= | Line. | Tpx251856C0 | terminal=1 | mode=1 | ppolar=no | New Monitor.Tpx251856C0_power element=Line.Tpx251856C0 terminal=1 mode=1 ppolar=no | New Monitor.Tpx251856C0_voltage element=Line.Tpx251856C0 terminal=1 mode=1 ppolar=no
New | Monitor. |  | Tpx251857C0 | _power | _voltage | element= | Line. | Tpx251857C0 | terminal=1 | mode=1 | ppolar=no | New Monitor.Tpx251857C0_power element=Line.Tpx251857C0 terminal=1 mode=1 ppolar=no | New Monitor.Tpx251857C0_voltage element=Line.Tpx251857C0 terminal=1 mode=1 ppolar=no
New | Monitor. |  | Tpx251858C0 | _power | _voltage | element= | Line. | Tpx251858C0 | terminal=1 | mode=1 | ppolar=no | New Monitor.Tpx251858C0_power element=Line.Tpx251858C0 terminal=1 mode=1 ppolar=no | New Monitor.Tpx251858C0_voltage element=Line.Tpx251858C0 terminal=1 mode=1 ppolar=no
New | Monitor. | linhaPV_ | Tpx251859C0 | _power | _voltage | element= | Line. | Tpx251859C0 | terminal=1 | mode=1 | ppolar=no | New Monitor.linhaPV_Tpx251859C0_power element=Line.Tpx251859C0 terminal=1 mode=1 ppolar=no | New Monitor.linhaPV_Tpx251859C0_voltage element=Line.Tpx251859C0 terminal=1 mode=1 ppolar=no
New | Monitor. |  | Tpx251862C0 | _power | _voltage | element= | Line. | Tpx251862C0 | terminal=1 | mode=1 | ppolar=no | New Monitor.Tpx251862C0_power element=Line.Tpx251862C0 terminal=1 mode=1 ppolar=no | New Monitor.Tpx251862C0_voltage element=Line.Tpx251862C0 terminal=1 mode=1 ppolar=no
New | Monitor. | linhaPV_ | Tpx251863C0 | _power | _voltage | element= | Line. | Tpx251863C0 | terminal=1 | mode=1 | ppolar=no | New Monitor.linhaPV_Tpx251863C0_power element=Line.Tpx251863C0 terminal=1 mode=1 ppolar=no | New Monitor.linhaPV_Tpx251863C0_voltage element=Line.Tpx251863C0 terminal=1 mode=1 ppolar=no
New | Monitor. |  | Tpx251865C0 | _power | _voltage | element= | Line. | Tpx251865C0 | terminal=1 | mode=1 | ppolar=no | New Monitor.Tpx251865C0_power element=Line.Tpx251865C0 terminal=1 mode=1 ppolar=no | New Monitor.Tpx251865C0_voltage element=Line.Tpx251865C0 terminal=1 mode=1 ppolar=no
New | Monitor. | linhaPV_ | Tpx251867C0 | _power | _voltage | element= | Line. | Tpx251867C0 | terminal=1 | mode=1 | ppolar=no | New Monitor.linhaPV_Tpx251867C0_power element=Line.Tpx251867C0 terminal=1 mode=1 ppolar=no | New Monitor.linhaPV_Tpx251867C0_voltage element=Line.Tpx251867C0 terminal=1 mode=1 ppolar=no
New | Monitor. |  | Tpx260457B0 | _power | _voltage | element= | Line. | Tpx260457B0 | terminal=1 | mode=1 | ppolar=no | New Monitor.Tpx260457B0_power element=Line.Tpx260457B0 terminal=1 mode=1 ppolar=no | New Monitor.Tpx260457B0_voltage element=Line.Tpx260457B0 terminal=1 mode=1 ppolar=no
New | Monitor. |  | Tpx260458B0 | _power | _voltage | element= | Line. | Tpx260458B0 | terminal=1 | mode=1 | ppolar=no | New Monitor.Tpx260458B0_power element=Line.Tpx260458B0 terminal=1 mode=1 ppolar=no | New Monitor.Tpx260458B0_voltage element=Line.Tpx260458B0 terminal=1 mode=1 ppolar=no
New | Monitor. |  | Tpx260461B0 | _power | _voltage | element= | Line. | Tpx260461B0 | terminal=1 | mode=1 | ppolar=no | New Monitor.Tpx260461B0_power element=Line.Tpx260461B0 terminal=1 mode=1 ppolar=no | New Monitor.Tpx260461B0_voltage element=Line.Tpx260461B0 terminal=1 mode=1 ppolar=no
New | Monitor. |  | Tpx260463B0 | _power | _voltage | element= | Line. | Tpx260463B0 | terminal=1 | mode=1 | ppolar=no | New Monitor.Tpx260463B0_power element=Line.Tpx260463B0 terminal=1 mode=1 ppolar=no | New Monitor.Tpx260463B0_voltage element=Line.Tpx260463B0 terminal=1 mode=1 ppolar=no
New | Monitor. | linhaPV_ | Tpx260464A0 | _power | _voltage | element= | Line. | Tpx260464A0 | terminal=1 | mode=1 | ppolar=no | New Monitor.linhaPV_Tpx260464A0_power element=Line.Tpx260464A0 terminal=1 mode=1 ppolar=no | New Monitor.linhaPV_Tpx260464A0_voltage element=Line.Tpx260464A0 terminal=1 mode=1 ppolar=no
New | Monitor. |  | Tpx260467A0 | _power | _voltage | element= | Line. | Tpx260467A0 | terminal=1 | mode=1 | ppolar=no | New Monitor.Tpx260467A0_power element=Line.Tpx260467A0 terminal=1 mode=1 ppolar=no | New Monitor.Tpx260467A0_voltage element=Line.Tpx260467A0 terminal=1 mode=1 ppolar=no
New | Monitor. | linhaPV_ | Tpx260473A0 | _power | _voltage | element= | Line. | Tpx260473A0 | terminal=1 | mode=1 | ppolar=no | New Monitor.linhaPV_Tpx260473A0_power element=Line.Tpx260473A0 terminal=1 mode=1 ppolar=no | New Monitor.linhaPV_Tpx260473A0_voltage element=Line.Tpx260473A0 terminal=1 mode=1 ppolar=no
New | Monitor. | linhaPV_ | Tpx260474A0 | _power | _voltage | element= | Line. | Tpx260474A0 | terminal=1 | mode=1 | ppolar=no | New Monitor.linhaPV_Tpx260474A0_power element=Line.Tpx260474A0 terminal=1 mode=1 ppolar=no | New Monitor.linhaPV_Tpx260474A0_voltage element=Line.Tpx260474A0 terminal=1 mode=1 ppolar=no
New | Monitor. | linhaPV_ | Tpx260475A0 | _power | _voltage | element= | Line. | Tpx260475A0 | terminal=1 | mode=1 | ppolar=no | New Monitor.linhaPV_Tpx260475A0_power element=Line.Tpx260475A0 terminal=1 mode=1 ppolar=no | New Monitor.linhaPV_Tpx260475A0_voltage element=Line.Tpx260475A0 terminal=1 mode=1 ppolar=no
New | Monitor. |  | Tpx260476A0 | _power | _voltage | element= | Line. | Tpx260476A0 | terminal=1 | mode=1 | ppolar=no | New Monitor.Tpx260476A0_power element=Line.Tpx260476A0 terminal=1 mode=1 ppolar=no | New Monitor.Tpx260476A0_voltage element=Line.Tpx260476A0 terminal=1 mode=1 ppolar=no
New | Monitor. |  | Tpx260479A0 | _power | _voltage | element= | Line. | Tpx260479A0 | terminal=1 | mode=1 | ppolar=no | New Monitor.Tpx260479A0_power element=Line.Tpx260479A0 terminal=1 mode=1 ppolar=no | New Monitor.Tpx260479A0_voltage element=Line.Tpx260479A0 terminal=1 mode=1 ppolar=no
New | Monitor. |  | Tpx260480C0 | _power | _voltage | element= | Line. | Tpx260480C0 | terminal=1 | mode=1 | ppolar=no | New Monitor.Tpx260480C0_power element=Line.Tpx260480C0 terminal=1 mode=1 ppolar=no | New Monitor.Tpx260480C0_voltage element=Line.Tpx260480C0 terminal=1 mode=1 ppolar=no
New | Monitor. | linhaPV_ | Tpx260481C0 | _power | _voltage | element= | Line. | Tpx260481C0 | terminal=1 | mode=1 | ppolar=no | New Monitor.linhaPV_Tpx260481C0_power element=Line.Tpx260481C0 terminal=1 mode=1 ppolar=no | New Monitor.linhaPV_Tpx260481C0_voltage element=Line.Tpx260481C0 terminal=1 mode=1 ppolar=no
New | Monitor. |  | Tpx260484A0 | _power | _voltage | element= | Line. | Tpx260484A0 | terminal=1 | mode=1 | ppolar=no | New Monitor.Tpx260484A0_power element=Line.Tpx260484A0 terminal=1 mode=1 ppolar=no | New Monitor.Tpx260484A0_voltage element=Line.Tpx260484A0 terminal=1 mode=1 ppolar=no
New | Monitor. |  | Tpx260487A0 | _power | _voltage | element= | Line. | Tpx260487A0 | terminal=1 | mode=1 | ppolar=no | New Monitor.Tpx260487A0_power element=Line.Tpx260487A0 terminal=1 mode=1 ppolar=no | New Monitor.Tpx260487A0_voltage element=Line.Tpx260487A0 terminal=1 mode=1 ppolar=no
New | Monitor. |  | Tpx260488A0 | _power | _voltage | element= | Line. | Tpx260488A0 | terminal=1 | mode=1 | ppolar=no | New Monitor.Tpx260488A0_power element=Line.Tpx260488A0 terminal=1 mode=1 ppolar=no | New Monitor.Tpx260488A0_voltage element=Line.Tpx260488A0 terminal=1 mode=1 ppolar=no
New | Monitor. | linhaPV_ | Tpx260491C0 | _power | _voltage | element= | Line. | Tpx260491C0 | terminal=1 | mode=1 | ppolar=no | New Monitor.linhaPV_Tpx260491C0_power element=Line.Tpx260491C0 terminal=1 mode=1 ppolar=no | New Monitor.linhaPV_Tpx260491C0_voltage element=Line.Tpx260491C0 terminal=1 mode=1 ppolar=no
New | Monitor. | linhaPV_ | Tpx260494B0 | _power | _voltage | element= | Line. | Tpx260494B0 | terminal=1 | mode=1 | ppolar=no | New Monitor.linhaPV_Tpx260494B0_power element=Line.Tpx260494B0 terminal=1 mode=1 ppolar=no | New Monitor.linhaPV_Tpx260494B0_voltage element=Line.Tpx260494B0 terminal=1 mode=1 ppolar=no
New | Monitor. |  | Tpx260495B0 | _power | _voltage | element= | Line. | Tpx260495B0 | terminal=1 | mode=1 | ppolar=no | New Monitor.Tpx260495B0_power element=Line.Tpx260495B0 terminal=1 mode=1 ppolar=no | New Monitor.Tpx260495B0_voltage element=Line.Tpx260495B0 terminal=1 mode=1 ppolar=no
New | Monitor. |  | Tpx260496B0 | _power | _voltage | element= | Line. | Tpx260496B0 | terminal=1 | mode=1 | ppolar=no | New Monitor.Tpx260496B0_power element=Line.Tpx260496B0 terminal=1 mode=1 ppolar=no | New Monitor.Tpx260496B0_voltage element=Line.Tpx260496B0 terminal=1 mode=1 ppolar=no
New | Monitor. |  | Tpx260500B0 | _power | _voltage | element= | Line. | Tpx260500B0 | terminal=1 | mode=1 | ppolar=no | New Monitor.Tpx260500B0_power element=Line.Tpx260500B0 terminal=1 mode=1 ppolar=no | New Monitor.Tpx260500B0_voltage element=Line.Tpx260500B0 terminal=1 mode=1 ppolar=no
New | Monitor. | linhaPV_ | Tpx260501B0 | _power | _voltage | element= | Line. | Tpx260501B0 | terminal=1 | mode=1 | ppolar=no | New Monitor.linhaPV_Tpx260501B0_power element=Line.Tpx260501B0 terminal=1 mode=1 ppolar=no | New Monitor.linhaPV_Tpx260501B0_voltage element=Line.Tpx260501B0 terminal=1 mode=1 ppolar=no
New | Monitor. |  | Tpx260502B0 | _power | _voltage | element= | Line. | Tpx260502B0 | terminal=1 | mode=1 | ppolar=no | New Monitor.Tpx260502B0_power element=Line.Tpx260502B0 terminal=1 mode=1 ppolar=no | New Monitor.Tpx260502B0_voltage element=Line.Tpx260502B0 terminal=1 mode=1 ppolar=no
New | Monitor. |  | Tpx260503B0 | _power | _voltage | element= | Line. | Tpx260503B0 | terminal=1 | mode=1 | ppolar=no | New Monitor.Tpx260503B0_power element=Line.Tpx260503B0 terminal=1 mode=1 ppolar=no | New Monitor.Tpx260503B0_voltage element=Line.Tpx260503B0 terminal=1 mode=1 ppolar=no
New | Monitor. | linhaPV_ | Tpx260505C0 | _power | _voltage | element= | Line. | Tpx260505C0 | terminal=1 | mode=1 | ppolar=no | New Monitor.linhaPV_Tpx260505C0_power element=Line.Tpx260505C0 terminal=1 mode=1 ppolar=no | New Monitor.linhaPV_Tpx260505C0_voltage element=Line.Tpx260505C0 terminal=1 mode=1 ppolar=no
New | Monitor. |  | Tpx260508A0 | _power | _voltage | element= | Line. | Tpx260508A0 | terminal=1 | mode=1 | ppolar=no | New Monitor.Tpx260508A0_power element=Line.Tpx260508A0 terminal=1 mode=1 ppolar=no | New Monitor.Tpx260508A0_voltage element=Line.Tpx260508A0 terminal=1 mode=1 ppolar=no
New | Monitor. |  | Tpx260511C0 | _power | _voltage | element= | Line. | Tpx260511C0 | terminal=1 | mode=1 | ppolar=no | New Monitor.Tpx260511C0_power element=Line.Tpx260511C0 terminal=1 mode=1 ppolar=no | New Monitor.Tpx260511C0_voltage element=Line.Tpx260511C0 terminal=1 mode=1 ppolar=no
New | Monitor. |  | Tpx260513C0 | _power | _voltage | element= | Line. | Tpx260513C0 | terminal=1 | mode=1 | ppolar=no | New Monitor.Tpx260513C0_power element=Line.Tpx260513C0 terminal=1 mode=1 ppolar=no | New Monitor.Tpx260513C0_voltage element=Line.Tpx260513C0 terminal=1 mode=1 ppolar=no
New | Monitor. |  | Tpx260514C0 | _power | _voltage | element= | Line. | Tpx260514C0 | terminal=1 | mode=1 | ppolar=no | New Monitor.Tpx260514C0_power element=Line.Tpx260514C0 terminal=1 mode=1 ppolar=no | New Monitor.Tpx260514C0_voltage element=Line.Tpx260514C0 terminal=1 mode=1 ppolar=no
New | Monitor. |  | Tpx260515A0 | _power | _voltage | element= | Line. | Tpx260515A0 | terminal=1 | mode=1 | ppolar=no | New Monitor.Tpx260515A0_power element=Line.Tpx260515A0 terminal=1 mode=1 ppolar=no | New Monitor.Tpx260515A0_voltage element=Line.Tpx260515A0 terminal=1 mode=1 ppolar=no
New | Monitor. |  | Tpx260517C0 | _power | _voltage | element= | Line. | Tpx260517C0 | terminal=1 | mode=1 | ppolar=no | New Monitor.Tpx260517C0_power element=Line.Tpx260517C0 terminal=1 mode=1 ppolar=no | New Monitor.Tpx260517C0_voltage element=Line.Tpx260517C0 terminal=1 mode=1 ppolar=no
New | Monitor. | linhaPV_ | Tpx260518C0 | _power | _voltage | element= | Line. | Tpx260518C0 | terminal=1 | mode=1 | ppolar=no | New Monitor.linhaPV_Tpx260518C0_power element=Line.Tpx260518C0 terminal=1 mode=1 ppolar=no | New Monitor.linhaPV_Tpx260518C0_voltage element=Line.Tpx260518C0 terminal=1 mode=1 ppolar=no
New | Monitor. |  | Tpx260520B0 | _power | _voltage | element= | Line. | Tpx260520B0 | terminal=1 | mode=1 | ppolar=no | New Monitor.Tpx260520B0_power element=Line.Tpx260520B0 terminal=1 mode=1 ppolar=no | New Monitor.Tpx260520B0_voltage element=Line.Tpx260520B0 terminal=1 mode=1 ppolar=no
New | Monitor. |  | Tpx260521B0 | _power | _voltage | element= | Line. | Tpx260521B0 | terminal=1 | mode=1 | ppolar=no | New Monitor.Tpx260521B0_power element=Line.Tpx260521B0 terminal=1 mode=1 ppolar=no | New Monitor.Tpx260521B0_voltage element=Line.Tpx260521B0 terminal=1 mode=1 ppolar=no
New | Monitor. |  | Tpx260527B0 | _power | _voltage | element= | Line. | Tpx260527B0 | terminal=1 | mode=1 | ppolar=no | New Monitor.Tpx260527B0_power element=Line.Tpx260527B0 terminal=1 mode=1 ppolar=no | New Monitor.Tpx260527B0_voltage element=Line.Tpx260527B0 terminal=1 mode=1 ppolar=no
New | Monitor. |  | Tpx260528C0 | _power | _voltage | element= | Line. | Tpx260528C0 | terminal=1 | mode=1 | ppolar=no | New Monitor.Tpx260528C0_power element=Line.Tpx260528C0 terminal=1 mode=1 ppolar=no | New Monitor.Tpx260528C0_voltage element=Line.Tpx260528C0 terminal=1 mode=1 ppolar=no
New | Monitor. |  | Tpx260529C0 | _power | _voltage | element= | Line. | Tpx260529C0 | terminal=1 | mode=1 | ppolar=no | New Monitor.Tpx260529C0_power element=Line.Tpx260529C0 terminal=1 mode=1 ppolar=no | New Monitor.Tpx260529C0_voltage element=Line.Tpx260529C0 terminal=1 mode=1 ppolar=no
New | Monitor. |  | Tpx260532C0 | _power | _voltage | element= | Line. | Tpx260532C0 | terminal=1 | mode=1 | ppolar=no | New Monitor.Tpx260532C0_power element=Line.Tpx260532C0 terminal=1 mode=1 ppolar=no | New Monitor.Tpx260532C0_voltage element=Line.Tpx260532C0 terminal=1 mode=1 ppolar=no
New | Monitor. | linhaPV_ | Tpx260535C0 | _power | _voltage | element= | Line. | Tpx260535C0 | terminal=1 | mode=1 | ppolar=no | New Monitor.linhaPV_Tpx260535C0_power element=Line.Tpx260535C0 terminal=1 mode=1 ppolar=no | New Monitor.linhaPV_Tpx260535C0_voltage element=Line.Tpx260535C0 terminal=1 mode=1 ppolar=no
New | Monitor. |  | Tpx260542A0 | _power | _voltage | element= | Line. | Tpx260542A0 | terminal=1 | mode=1 | ppolar=no | New Monitor.Tpx260542A0_power element=Line.Tpx260542A0 terminal=1 mode=1 ppolar=no | New Monitor.Tpx260542A0_voltage element=Line.Tpx260542A0 terminal=1 mode=1 ppolar=no
New | Monitor. | linhaPV_ | Tpx260543C0 | _power | _voltage | element= | Line. | Tpx260543C0 | terminal=1 | mode=1 | ppolar=no | New Monitor.linhaPV_Tpx260543C0_power element=Line.Tpx260543C0 terminal=1 mode=1 ppolar=no | New Monitor.linhaPV_Tpx260543C0_voltage element=Line.Tpx260543C0 terminal=1 mode=1 ppolar=no
New | Monitor. |  | Tpx260551C0 | _power | _voltage | element= | Line. | Tpx260551C0 | terminal=1 | mode=1 | ppolar=no | New Monitor.Tpx260551C0_power element=Line.Tpx260551C0 terminal=1 mode=1 ppolar=no | New Monitor.Tpx260551C0_voltage element=Line.Tpx260551C0 terminal=1 mode=1 ppolar=no
New | Monitor. | linhaPV_ | Tpx260552A0 | _power | _voltage | element= | Line. | Tpx260552A0 | terminal=1 | mode=1 | ppolar=no | New Monitor.linhaPV_Tpx260552A0_power element=Line.Tpx260552A0 terminal=1 mode=1 ppolar=no | New Monitor.linhaPV_Tpx260552A0_voltage element=Line.Tpx260552A0 terminal=1 mode=1 ppolar=no
New | Monitor. |  | Tpx260553C0 | _power | _voltage | element= | Line. | Tpx260553C0 | terminal=1 | mode=1 | ppolar=no | New Monitor.Tpx260553C0_power element=Line.Tpx260553C0 terminal=1 mode=1 ppolar=no | New Monitor.Tpx260553C0_voltage element=Line.Tpx260553C0 terminal=1 mode=1 ppolar=no
New | Monitor. |  | Tpx260554C0 | _power | _voltage | element= | Line. | Tpx260554C0 | terminal=1 | mode=1 | ppolar=no | New Monitor.Tpx260554C0_power element=Line.Tpx260554C0 terminal=1 mode=1 ppolar=no | New Monitor.Tpx260554C0_voltage element=Line.Tpx260554C0 terminal=1 mode=1 ppolar=no
New | Monitor. | linhaPV_ | Tpx260555A0 | _power | _voltage | element= | Line. | Tpx260555A0 | terminal=1 | mode=1 | ppolar=no | New Monitor.linhaPV_Tpx260555A0_power element=Line.Tpx260555A0 terminal=1 mode=1 ppolar=no | New Monitor.linhaPV_Tpx260555A0_voltage element=Line.Tpx260555A0 terminal=1 mode=1 ppolar=no
New | Monitor. |  | Tpx260558C0 | _power | _voltage | element= | Line. | Tpx260558C0 | terminal=1 | mode=1 | ppolar=no | New Monitor.Tpx260558C0_power element=Line.Tpx260558C0 terminal=1 mode=1 ppolar=no | New Monitor.Tpx260558C0_voltage element=Line.Tpx260558C0 terminal=1 mode=1 ppolar=no
New | Monitor. | linhaPV_ | Tpx260561C0 | _power | _voltage | element= | Line. | Tpx260561C0 | terminal=1 | mode=1 | ppolar=no | New Monitor.linhaPV_Tpx260561C0_power element=Line.Tpx260561C0 terminal=1 mode=1 ppolar=no | New Monitor.linhaPV_Tpx260561C0_voltage element=Line.Tpx260561C0 terminal=1 mode=1 ppolar=no
New | Monitor. | linhaPV_ | Tpx260562A0 | _power | _voltage | element= | Line. | Tpx260562A0 | terminal=1 | mode=1 | ppolar=no | New Monitor.linhaPV_Tpx260562A0_power element=Line.Tpx260562A0 terminal=1 mode=1 ppolar=no | New Monitor.linhaPV_Tpx260562A0_voltage element=Line.Tpx260562A0 terminal=1 mode=1 ppolar=no
New | Monitor. |  | Tpx260567C0 | _power | _voltage | element= | Line. | Tpx260567C0 | terminal=1 | mode=1 | ppolar=no | New Monitor.Tpx260567C0_power element=Line.Tpx260567C0 terminal=1 mode=1 ppolar=no | New Monitor.Tpx260567C0_voltage element=Line.Tpx260567C0 terminal=1 mode=1 ppolar=no
New | Monitor. |  | Tpx260568C0 | _power | _voltage | element= | Line. | Tpx260568C0 | terminal=1 | mode=1 | ppolar=no | New Monitor.Tpx260568C0_power element=Line.Tpx260568C0 terminal=1 mode=1 ppolar=no | New Monitor.Tpx260568C0_voltage element=Line.Tpx260568C0 terminal=1 mode=1 ppolar=no
New | Monitor. | linhaPV_ | Tpx260569C0 | _power | _voltage | element= | Line. | Tpx260569C0 | terminal=1 | mode=1 | ppolar=no | New Monitor.linhaPV_Tpx260569C0_power element=Line.Tpx260569C0 terminal=1 mode=1 ppolar=no | New Monitor.linhaPV_Tpx260569C0_voltage element=Line.Tpx260569C0 terminal=1 mode=1 ppolar=no
New | Monitor. |  | Tpx260572C0 | _power | _voltage | element= | Line. | Tpx260572C0 | terminal=1 | mode=1 | ppolar=no | New Monitor.Tpx260572C0_power element=Line.Tpx260572C0 terminal=1 mode=1 ppolar=no | New Monitor.Tpx260572C0_voltage element=Line.Tpx260572C0 terminal=1 mode=1 ppolar=no
New | Monitor. |  | Tpx260573C0 | _power | _voltage | element= | Line. | Tpx260573C0 | terminal=1 | mode=1 | ppolar=no | New Monitor.Tpx260573C0_power element=Line.Tpx260573C0 terminal=1 mode=1 ppolar=no | New Monitor.Tpx260573C0_voltage element=Line.Tpx260573C0 terminal=1 mode=1 ppolar=no
New | Monitor. |  | Tpx260574C0 | _power | _voltage | element= | Line. | Tpx260574C0 | terminal=1 | mode=1 | ppolar=no | New Monitor.Tpx260574C0_power element=Line.Tpx260574C0 terminal=1 mode=1 ppolar=no | New Monitor.Tpx260574C0_voltage element=Line.Tpx260574C0 terminal=1 mode=1 ppolar=no
New | Monitor. |  | Tpx260575B0 | _power | _voltage | element= | Line. | Tpx260575B0 | terminal=1 | mode=1 | ppolar=no | New Monitor.Tpx260575B0_power element=Line.Tpx260575B0 terminal=1 mode=1 ppolar=no | New Monitor.Tpx260575B0_voltage element=Line.Tpx260575B0 terminal=1 mode=1 ppolar=no
New | Monitor. | linhaPV_ | Tpx260576C0 | _power | _voltage | element= | Line. | Tpx260576C0 | terminal=1 | mode=1 | ppolar=no | New Monitor.linhaPV_Tpx260576C0_power element=Line.Tpx260576C0 terminal=1 mode=1 ppolar=no | New Monitor.linhaPV_Tpx260576C0_voltage element=Line.Tpx260576C0 terminal=1 mode=1 ppolar=no
New | Monitor. | linhaPV_ | Tpx260577C0 | _power | _voltage | element= | Line. | Tpx260577C0 | terminal=1 | mode=1 | ppolar=no | New Monitor.linhaPV_Tpx260577C0_power element=Line.Tpx260577C0 terminal=1 mode=1 ppolar=no | New Monitor.linhaPV_Tpx260577C0_voltage element=Line.Tpx260577C0 terminal=1 mode=1 ppolar=no
New | Monitor. |  | Tpx260581C0 | _power | _voltage | element= | Line. | Tpx260581C0 | terminal=1 | mode=1 | ppolar=no | New Monitor.Tpx260581C0_power element=Line.Tpx260581C0 terminal=1 mode=1 ppolar=no | New Monitor.Tpx260581C0_voltage element=Line.Tpx260581C0 terminal=1 mode=1 ppolar=no
New | Monitor. | linhaPV_ | Tpx260586B0 | _power | _voltage | element= | Line. | Tpx260586B0 | terminal=1 | mode=1 | ppolar=no | New Monitor.linhaPV_Tpx260586B0_power element=Line.Tpx260586B0 terminal=1 mode=1 ppolar=no | New Monitor.linhaPV_Tpx260586B0_voltage element=Line.Tpx260586B0 terminal=1 mode=1 ppolar=no
New | Monitor. |  | Tpx260589B0 | _power | _voltage | element= | Line. | Tpx260589B0 | terminal=1 | mode=1 | ppolar=no | New Monitor.Tpx260589B0_power element=Line.Tpx260589B0 terminal=1 mode=1 ppolar=no | New Monitor.Tpx260589B0_voltage element=Line.Tpx260589B0 terminal=1 mode=1 ppolar=no
New | Monitor. |  | Tpx260590B0 | _power | _voltage | element= | Line. | Tpx260590B0 | terminal=1 | mode=1 | ppolar=no | New Monitor.Tpx260590B0_power element=Line.Tpx260590B0 terminal=1 mode=1 ppolar=no | New Monitor.Tpx260590B0_voltage element=Line.Tpx260590B0 terminal=1 mode=1 ppolar=no
New | Monitor. |  | Tpx260591B0 | _power | _voltage | element= | Line. | Tpx260591B0 | terminal=1 | mode=1 | ppolar=no | New Monitor.Tpx260591B0_power element=Line.Tpx260591B0 terminal=1 mode=1 ppolar=no | New Monitor.Tpx260591B0_voltage element=Line.Tpx260591B0 terminal=1 mode=1 ppolar=no
New | Monitor. |  | Tpx260594A0 | _power | _voltage | element= | Line. | Tpx260594A0 | terminal=1 | mode=1 | ppolar=no | New Monitor.Tpx260594A0_power element=Line.Tpx260594A0 terminal=1 mode=1 ppolar=no | New Monitor.Tpx260594A0_voltage element=Line.Tpx260594A0 terminal=1 mode=1 ppolar=no
New | Monitor. | linhaPV_ | Tpx260595A0 | _power | _voltage | element= | Line. | Tpx260595A0 | terminal=1 | mode=1 | ppolar=no | New Monitor.linhaPV_Tpx260595A0_power element=Line.Tpx260595A0 terminal=1 mode=1 ppolar=no | New Monitor.linhaPV_Tpx260595A0_voltage element=Line.Tpx260595A0 terminal=1 mode=1 ppolar=no
New | Monitor. | linhaPV_ | Tpx260595B0 | _power | _voltage | element= | Line. | Tpx260595B0 | terminal=1 | mode=1 | ppolar=no | New Monitor.linhaPV_Tpx260595B0_power element=Line.Tpx260595B0 terminal=1 mode=1 ppolar=no | New Monitor.linhaPV_Tpx260595B0_voltage element=Line.Tpx260595B0 terminal=1 mode=1 ppolar=no
New | Monitor. | linhaPV_ | Tpx260595C0 | _power | _voltage | element= | Line. | Tpx260595C0 | terminal=1 | mode=1 | ppolar=no | New Monitor.linhaPV_Tpx260595C0_power element=Line.Tpx260595C0 terminal=1 mode=1 ppolar=no | New Monitor.linhaPV_Tpx260595C0_voltage element=Line.Tpx260595C0 terminal=1 mode=1 ppolar=no
New | Monitor. | linhaPV_ | Tpx260598A0 | _power | _voltage | element= | Line. | Tpx260598A0 | terminal=1 | mode=1 | ppolar=no | New Monitor.linhaPV_Tpx260598A0_power element=Line.Tpx260598A0 terminal=1 mode=1 ppolar=no | New Monitor.linhaPV_Tpx260598A0_voltage element=Line.Tpx260598A0 terminal=1 mode=1 ppolar=no
New | Monitor. |  | Tpx260601C0 | _power | _voltage | element= | Line. | Tpx260601C0 | terminal=1 | mode=1 | ppolar=no | New Monitor.Tpx260601C0_power element=Line.Tpx260601C0 terminal=1 mode=1 ppolar=no | New Monitor.Tpx260601C0_voltage element=Line.Tpx260601C0 terminal=1 mode=1 ppolar=no
New | Monitor. |  | Tpx260602B0 | _power | _voltage | element= | Line. | Tpx260602B0 | terminal=1 | mode=1 | ppolar=no | New Monitor.Tpx260602B0_power element=Line.Tpx260602B0 terminal=1 mode=1 ppolar=no | New Monitor.Tpx260602B0_voltage element=Line.Tpx260602B0 terminal=1 mode=1 ppolar=no
New | Monitor. | linhaPV_ | Tpx260605A0 | _power | _voltage | element= | Line. | Tpx260605A0 | terminal=1 | mode=1 | ppolar=no | New Monitor.linhaPV_Tpx260605A0_power element=Line.Tpx260605A0 terminal=1 mode=1 ppolar=no | New Monitor.linhaPV_Tpx260605A0_voltage element=Line.Tpx260605A0 terminal=1 mode=1 ppolar=no
New | Monitor. | linhaPV_ | Tpx260607B0 | _power | _voltage | element= | Line. | Tpx260607B0 | terminal=1 | mode=1 | ppolar=no | New Monitor.linhaPV_Tpx260607B0_power element=Line.Tpx260607B0 terminal=1 mode=1 ppolar=no | New Monitor.linhaPV_Tpx260607B0_voltage element=Line.Tpx260607B0 terminal=1 mode=1 ppolar=no
New | Monitor. |  | Tpx260620C0 | _power | _voltage | element= | Line. | Tpx260620C0 | terminal=1 | mode=1 | ppolar=no | New Monitor.Tpx260620C0_power element=Line.Tpx260620C0 terminal=1 mode=1 ppolar=no | New Monitor.Tpx260620C0_voltage element=Line.Tpx260620C0 terminal=1 mode=1 ppolar=no
New | Monitor. |  | Tpx260621C0 | _power | _voltage | element= | Line. | Tpx260621C0 | terminal=1 | mode=1 | ppolar=no | New Monitor.Tpx260621C0_power element=Line.Tpx260621C0 terminal=1 mode=1 ppolar=no | New Monitor.Tpx260621C0_voltage element=Line.Tpx260621C0 terminal=1 mode=1 ppolar=no
New | Monitor. |  | Tpx260622C0 | _power | _voltage | element= | Line. | Tpx260622C0 | terminal=1 | mode=1 | ppolar=no | New Monitor.Tpx260622C0_power element=Line.Tpx260622C0 terminal=1 mode=1 ppolar=no | New Monitor.Tpx260622C0_voltage element=Line.Tpx260622C0 terminal=1 mode=1 ppolar=no
New | Monitor. |  | Tpx260624C0 | _power | _voltage | element= | Line. | Tpx260624C0 | terminal=1 | mode=1 | ppolar=no | New Monitor.Tpx260624C0_power element=Line.Tpx260624C0 terminal=1 mode=1 ppolar=no | New Monitor.Tpx260624C0_voltage element=Line.Tpx260624C0 terminal=1 mode=1 ppolar=no
New | Monitor. |  | Tpx260625C0 | _power | _voltage | element= | Line. | Tpx260625C0 | terminal=1 | mode=1 | ppolar=no | New Monitor.Tpx260625C0_power element=Line.Tpx260625C0 terminal=1 mode=1 ppolar=no | New Monitor.Tpx260625C0_voltage element=Line.Tpx260625C0 terminal=1 mode=1 ppolar=no
New | Monitor. | linhaPV_ | Tpx260627A0 | _power | _voltage | element= | Line. | Tpx260627A0 | terminal=1 | mode=1 | ppolar=no | New Monitor.linhaPV_Tpx260627A0_power element=Line.Tpx260627A0 terminal=1 mode=1 ppolar=no | New Monitor.linhaPV_Tpx260627A0_voltage element=Line.Tpx260627A0 terminal=1 mode=1 ppolar=no
New | Monitor. |  | Tpx260630B0 | _power | _voltage | element= | Line. | Tpx260630B0 | terminal=1 | mode=1 | ppolar=no | New Monitor.Tpx260630B0_power element=Line.Tpx260630B0 terminal=1 mode=1 ppolar=no | New Monitor.Tpx260630B0_voltage element=Line.Tpx260630B0 terminal=1 mode=1 ppolar=no
New | Monitor. |  | Tpx260631A0 | _power | _voltage | element= | Line. | Tpx260631A0 | terminal=1 | mode=1 | ppolar=no | New Monitor.Tpx260631A0_power element=Line.Tpx260631A0 terminal=1 mode=1 ppolar=no | New Monitor.Tpx260631A0_voltage element=Line.Tpx260631A0 terminal=1 mode=1 ppolar=no
New | Monitor. |  | Tpx260632A0 | _power | _voltage | element= | Line. | Tpx260632A0 | terminal=1 | mode=1 | ppolar=no | New Monitor.Tpx260632A0_power element=Line.Tpx260632A0 terminal=1 mode=1 ppolar=no | New Monitor.Tpx260632A0_voltage element=Line.Tpx260632A0 terminal=1 mode=1 ppolar=no
New | Monitor. |  | Tpx260634A0 | _power | _voltage | element= | Line. | Tpx260634A0 | terminal=1 | mode=1 | ppolar=no | New Monitor.Tpx260634A0_power element=Line.Tpx260634A0 terminal=1 mode=1 ppolar=no | New Monitor.Tpx260634A0_voltage element=Line.Tpx260634A0 terminal=1 mode=1 ppolar=no
New | Monitor. |  | Tpx260637C0 | _power | _voltage | element= | Line. | Tpx260637C0 | terminal=1 | mode=1 | ppolar=no | New Monitor.Tpx260637C0_power element=Line.Tpx260637C0 terminal=1 mode=1 ppolar=no | New Monitor.Tpx260637C0_voltage element=Line.Tpx260637C0 terminal=1 mode=1 ppolar=no
New | Monitor. | linhaPV_ | Tpx260638C0 | _power | _voltage | element= | Line. | Tpx260638C0 | terminal=1 | mode=1 | ppolar=no | New Monitor.linhaPV_Tpx260638C0_power element=Line.Tpx260638C0 terminal=1 mode=1 ppolar=no | New Monitor.linhaPV_Tpx260638C0_voltage element=Line.Tpx260638C0 terminal=1 mode=1 ppolar=no
New | Monitor. |  | Tpx260639C0 | _power | _voltage | element= | Line. | Tpx260639C0 | terminal=1 | mode=1 | ppolar=no | New Monitor.Tpx260639C0_power element=Line.Tpx260639C0 terminal=1 mode=1 ppolar=no | New Monitor.Tpx260639C0_voltage element=Line.Tpx260639C0 terminal=1 mode=1 ppolar=no
New | Monitor. |  | Tpx260640C0 | _power | _voltage | element= | Line. | Tpx260640C0 | terminal=1 | mode=1 | ppolar=no | New Monitor.Tpx260640C0_power element=Line.Tpx260640C0 terminal=1 mode=1 ppolar=no | New Monitor.Tpx260640C0_voltage element=Line.Tpx260640C0 terminal=1 mode=1 ppolar=no
New | Monitor. | linhaPV_ | Tpx260641B0 | _power | _voltage | element= | Line. | Tpx260641B0 | terminal=1 | mode=1 | ppolar=no | New Monitor.linhaPV_Tpx260641B0_power element=Line.Tpx260641B0 terminal=1 mode=1 ppolar=no | New Monitor.linhaPV_Tpx260641B0_voltage element=Line.Tpx260641B0 terminal=1 mode=1 ppolar=no
New | Monitor. | linhaPV_ | Tpx260643A0 | _power | _voltage | element= | Line. | Tpx260643A0 | terminal=1 | mode=1 | ppolar=no | New Monitor.linhaPV_Tpx260643A0_power element=Line.Tpx260643A0 terminal=1 mode=1 ppolar=no | New Monitor.linhaPV_Tpx260643A0_voltage element=Line.Tpx260643A0 terminal=1 mode=1 ppolar=no
New | Monitor. |  | Tpx260647A0 | _power | _voltage | element= | Line. | Tpx260647A0 | terminal=1 | mode=1 | ppolar=no | New Monitor.Tpx260647A0_power element=Line.Tpx260647A0 terminal=1 mode=1 ppolar=no | New Monitor.Tpx260647A0_voltage element=Line.Tpx260647A0 terminal=1 mode=1 ppolar=no
New | Monitor. |  | Tpx260648A0 | _power | _voltage | element= | Line. | Tpx260648A0 | terminal=1 | mode=1 | ppolar=no | New Monitor.Tpx260648A0_power element=Line.Tpx260648A0 terminal=1 mode=1 ppolar=no | New Monitor.Tpx260648A0_voltage element=Line.Tpx260648A0 terminal=1 mode=1 ppolar=no
New | Monitor. | linhaPV_ | Tpx260650A0 | _power | _voltage | element= | Line. | Tpx260650A0 | terminal=1 | mode=1 | ppolar=no | New Monitor.linhaPV_Tpx260650A0_power element=Line.Tpx260650A0 terminal=1 mode=1 ppolar=no | New Monitor.linhaPV_Tpx260650A0_voltage element=Line.Tpx260650A0 terminal=1 mode=1 ppolar=no
New | Monitor. | linhaPV_ | Tpx262075C0 | _power | _voltage | element= | Line. | Tpx262075C0 | terminal=1 | mode=1 | ppolar=no | New Monitor.linhaPV_Tpx262075C0_power element=Line.Tpx262075C0 terminal=1 mode=1 ppolar=no | New Monitor.linhaPV_Tpx262075C0_voltage element=Line.Tpx262075C0 terminal=1 mode=1 ppolar=no
New | Monitor. |  | Tpx274903C0 | _power | _voltage | element= | Line. | Tpx274903C0 | terminal=1 | mode=1 | ppolar=no | New Monitor.Tpx274903C0_power element=Line.Tpx274903C0 terminal=1 mode=1 ppolar=no | New Monitor.Tpx274903C0_voltage element=Line.Tpx274903C0 terminal=1 mode=1 ppolar=no
New | Monitor. |  | Tpx274985C0 | _power | _voltage | element= | Line. | Tpx274985C0 | terminal=1 | mode=1 | ppolar=no | New Monitor.Tpx274985C0_power element=Line.Tpx274985C0 terminal=1 mode=1 ppolar=no | New Monitor.Tpx274985C0_voltage element=Line.Tpx274985C0 terminal=1 mode=1 ppolar=no
New | Monitor. |  | Tpx274986C0 | _power | _voltage | element= | Line. | Tpx274986C0 | terminal=1 | mode=1 | ppolar=no | New Monitor.Tpx274986C0_power element=Line.Tpx274986C0 terminal=1 mode=1 ppolar=no | New Monitor.Tpx274986C0_voltage element=Line.Tpx274986C0 terminal=1 mode=1 ppolar=no
New | Monitor. |  | Tpx274987C0 | _power | _voltage | element= | Line. | Tpx274987C0 | terminal=1 | mode=1 | ppolar=no | New Monitor.Tpx274987C0_power element=Line.Tpx274987C0 terminal=1 mode=1 ppolar=no | New Monitor.Tpx274987C0_voltage element=Line.Tpx274987C0 terminal=1 mode=1 ppolar=no
New | Monitor. |  | Tpx274988C0 | _power | _voltage | element= | Line. | Tpx274988C0 | terminal=1 | mode=1 | ppolar=no | New Monitor.Tpx274988C0_power element=Line.Tpx274988C0 terminal=1 mode=1 ppolar=no | New Monitor.Tpx274988C0_voltage element=Line.Tpx274988C0 terminal=1 mode=1 ppolar=no
New | Monitor. |  | Tpx274992C0 | _power | _voltage | element= | Line. | Tpx274992C0 | terminal=1 | mode=1 | ppolar=no | New Monitor.Tpx274992C0_power element=Line.Tpx274992C0 terminal=1 mode=1 ppolar=no | New Monitor.Tpx274992C0_voltage element=Line.Tpx274992C0 terminal=1 mode=1 ppolar=no
New | Monitor. | linhaPV_ | Tpx274994C0 | _power | _voltage | element= | Line. | Tpx274994C0 | terminal=1 | mode=1 | ppolar=no | New Monitor.linhaPV_Tpx274994C0_power element=Line.Tpx274994C0 terminal=1 mode=1 ppolar=no | New Monitor.linhaPV_Tpx274994C0_voltage element=Line.Tpx274994C0 terminal=1 mode=1 ppolar=no
New | Monitor. | linhaPV_ | Tpx274997C0 | _power | _voltage | element= | Line. | Tpx274997C0 | terminal=1 | mode=1 | ppolar=no | New Monitor.linhaPV_Tpx274997C0_power element=Line.Tpx274997C0 terminal=1 mode=1 ppolar=no | New Monitor.linhaPV_Tpx274997C0_voltage element=Line.Tpx274997C0 terminal=1 mode=1 ppolar=no
New | Monitor. |  | Tpx274999C0 | _power | _voltage | element= | Line. | Tpx274999C0 | terminal=1 | mode=1 | ppolar=no | New Monitor.Tpx274999C0_power element=Line.Tpx274999C0 terminal=1 mode=1 ppolar=no | New Monitor.Tpx274999C0_voltage element=Line.Tpx274999C0 terminal=1 mode=1 ppolar=no
New | Monitor. |  | Tpx275000C0 | _power | _voltage | element= | Line. | Tpx275000C0 | terminal=1 | mode=1 | ppolar=no | New Monitor.Tpx275000C0_power element=Line.Tpx275000C0 terminal=1 mode=1 ppolar=no | New Monitor.Tpx275000C0_voltage element=Line.Tpx275000C0 terminal=1 mode=1 ppolar=no
New | Monitor. |  | Tpx275001C0 | _power | _voltage | element= | Line. | Tpx275001C0 | terminal=1 | mode=1 | ppolar=no | New Monitor.Tpx275001C0_power element=Line.Tpx275001C0 terminal=1 mode=1 ppolar=no | New Monitor.Tpx275001C0_voltage element=Line.Tpx275001C0 terminal=1 mode=1 ppolar=no
New | Monitor. |  | Tpx275002C0 | _power | _voltage | element= | Line. | Tpx275002C0 | terminal=1 | mode=1 | ppolar=no | New Monitor.Tpx275002C0_power element=Line.Tpx275002C0 terminal=1 mode=1 ppolar=no | New Monitor.Tpx275002C0_voltage element=Line.Tpx275002C0 terminal=1 mode=1 ppolar=no
New | Monitor. |  | Tpx275007C0 | _power | _voltage | element= | Line. | Tpx275007C0 | terminal=1 | mode=1 | ppolar=no | New Monitor.Tpx275007C0_power element=Line.Tpx275007C0 terminal=1 mode=1 ppolar=no | New Monitor.Tpx275007C0_voltage element=Line.Tpx275007C0 terminal=1 mode=1 ppolar=no
New | Monitor. | linhaPV_ | Tpx275008C0 | _power | _voltage | element= | Line. | Tpx275008C0 | terminal=1 | mode=1 | ppolar=no | New Monitor.linhaPV_Tpx275008C0_power element=Line.Tpx275008C0 terminal=1 mode=1 ppolar=no | New Monitor.linhaPV_Tpx275008C0_voltage element=Line.Tpx275008C0 terminal=1 mode=1 ppolar=no
New | Monitor. | linhaPV_ | Tpx275247B0 | _power | _voltage | element= | Line. | Tpx275247B0 | terminal=1 | mode=1 | ppolar=no | New Monitor.linhaPV_Tpx275247B0_power element=Line.Tpx275247B0 terminal=1 mode=1 ppolar=no | New Monitor.linhaPV_Tpx275247B0_voltage element=Line.Tpx275247B0 terminal=1 mode=1 ppolar=no
New | Monitor. |  | Tpx275248B0 | _power | _voltage | element= | Line. | Tpx275248B0 | terminal=1 | mode=1 | ppolar=no | New Monitor.Tpx275248B0_power element=Line.Tpx275248B0 terminal=1 mode=1 ppolar=no | New Monitor.Tpx275248B0_voltage element=Line.Tpx275248B0 terminal=1 mode=1 ppolar=no
New | Monitor. |  | Tpx293422C0 | _power | _voltage | element= | Line. | Tpx293422C0 | terminal=1 | mode=1 | ppolar=no | New Monitor.Tpx293422C0_power element=Line.Tpx293422C0 terminal=1 mode=1 ppolar=no | New Monitor.Tpx293422C0_voltage element=Line.Tpx293422C0 terminal=1 mode=1 ppolar=no
New | Monitor. |  | Tpx293423B0 | _power | _voltage | element= | Line. | Tpx293423B0 | terminal=1 | mode=1 | ppolar=no | New Monitor.Tpx293423B0_power element=Line.Tpx293423B0 terminal=1 mode=1 ppolar=no | New Monitor.Tpx293423B0_voltage element=Line.Tpx293423B0 terminal=1 mode=1 ppolar=no
New | Monitor. | linhaPV_ | Tpx293424C0 | _power | _voltage | element= | Line. | Tpx293424C0 | terminal=1 | mode=1 | ppolar=no | New Monitor.linhaPV_Tpx293424C0_power element=Line.Tpx293424C0 terminal=1 mode=1 ppolar=no | New Monitor.linhaPV_Tpx293424C0_voltage element=Line.Tpx293424C0 terminal=1 mode=1 ppolar=no
New | Monitor. |  | Tpx293425A0 | _power | _voltage | element= | Line. | Tpx293425A0 | terminal=1 | mode=1 | ppolar=no | New Monitor.Tpx293425A0_power element=Line.Tpx293425A0 terminal=1 mode=1 ppolar=no | New Monitor.Tpx293425A0_voltage element=Line.Tpx293425A0 terminal=1 mode=1 ppolar=no
New | Monitor. |  | Tpx293427C0 | _power | _voltage | element= | Line. | Tpx293427C0 | terminal=1 | mode=1 | ppolar=no | New Monitor.Tpx293427C0_power element=Line.Tpx293427C0 terminal=1 mode=1 ppolar=no | New Monitor.Tpx293427C0_voltage element=Line.Tpx293427C0 terminal=1 mode=1 ppolar=no
New | Monitor. |  | Tpx293471A0 | _power | _voltage | element= | Line. | Tpx293471A0 | terminal=1 | mode=1 | ppolar=no | New Monitor.Tpx293471A0_power element=Line.Tpx293471A0 terminal=1 mode=1 ppolar=no | New Monitor.Tpx293471A0_voltage element=Line.Tpx293471A0 terminal=1 mode=1 ppolar=no
New | Monitor. | linhaPV_ | Tpx293471B0 | _power | _voltage | element= | Line. | Tpx293471B0 | terminal=1 | mode=1 | ppolar=no | New Monitor.linhaPV_Tpx293471B0_power element=Line.Tpx293471B0 terminal=1 mode=1 ppolar=no | New Monitor.linhaPV_Tpx293471B0_voltage element=Line.Tpx293471B0 terminal=1 mode=1 ppolar=no
New | Monitor. |  | Tpx293471C0 | _power | _voltage | element= | Line. | Tpx293471C0 | terminal=1 | mode=1 | ppolar=no | New Monitor.Tpx293471C0_power element=Line.Tpx293471C0 terminal=1 mode=1 ppolar=no | New Monitor.Tpx293471C0_voltage element=Line.Tpx293471C0 terminal=1 mode=1 ppolar=no
New | Monitor. |  | Tpx293480A0 | _power | _voltage | element= | Line. | Tpx293480A0 | terminal=1 | mode=1 | ppolar=no | New Monitor.Tpx293480A0_power element=Line.Tpx293480A0 terminal=1 mode=1 ppolar=no | New Monitor.Tpx293480A0_voltage element=Line.Tpx293480A0 terminal=1 mode=1 ppolar=no
New | Monitor. |  | Tpx293483A0 | _power | _voltage | element= | Line. | Tpx293483A0 | terminal=1 | mode=1 | ppolar=no | New Monitor.Tpx293483A0_power element=Line.Tpx293483A0 terminal=1 mode=1 ppolar=no | New Monitor.Tpx293483A0_voltage element=Line.Tpx293483A0 terminal=1 mode=1 ppolar=no
New | Monitor. | linhaPV_ | Tpx293486C0 | _power | _voltage | element= | Line. | Tpx293486C0 | terminal=1 | mode=1 | ppolar=no | New Monitor.linhaPV_Tpx293486C0_power element=Line.Tpx293486C0 terminal=1 mode=1 ppolar=no | New Monitor.linhaPV_Tpx293486C0_voltage element=Line.Tpx293486C0 terminal=1 mode=1 ppolar=no
New | Monitor. | linhaPV_ | Tpx293487B0 | _power | _voltage | element= | Line. | Tpx293487B0 | terminal=1 | mode=1 | ppolar=no | New Monitor.linhaPV_Tpx293487B0_power element=Line.Tpx293487B0 terminal=1 mode=1 ppolar=no | New Monitor.linhaPV_Tpx293487B0_voltage element=Line.Tpx293487B0 terminal=1 mode=1 ppolar=no
New | Monitor. |  | Tpx293490C0 | _power | _voltage | element= | Line. | Tpx293490C0 | terminal=1 | mode=1 | ppolar=no | New Monitor.Tpx293490C0_power element=Line.Tpx293490C0 terminal=1 mode=1 ppolar=no | New Monitor.Tpx293490C0_voltage element=Line.Tpx293490C0 terminal=1 mode=1 ppolar=no
New | Monitor. | linhaPV_ | Tpx293492C0 | _power | _voltage | element= | Line. | Tpx293492C0 | terminal=1 | mode=1 | ppolar=no | New Monitor.linhaPV_Tpx293492C0_power element=Line.Tpx293492C0 terminal=1 mode=1 ppolar=no | New Monitor.linhaPV_Tpx293492C0_voltage element=Line.Tpx293492C0 terminal=1 mode=1 ppolar=no
New | Monitor. | linhaPV_ | Tpx293518B0 | _power | _voltage | element= | Line. | Tpx293518B0 | terminal=1 | mode=1 | ppolar=no | New Monitor.linhaPV_Tpx293518B0_power element=Line.Tpx293518B0 terminal=1 mode=1 ppolar=no | New Monitor.linhaPV_Tpx293518B0_voltage element=Line.Tpx293518B0 terminal=1 mode=1 ppolar=no
New | Monitor. |  | Tpx293519B0 | _power | _voltage | element= | Line. | Tpx293519B0 | terminal=1 | mode=1 | ppolar=no | New Monitor.Tpx293519B0_power element=Line.Tpx293519B0 terminal=1 mode=1 ppolar=no | New Monitor.Tpx293519B0_voltage element=Line.Tpx293519B0 terminal=1 mode=1 ppolar=no
New | Monitor. |  | Tpx293521A0 | _power | _voltage | element= | Line. | Tpx293521A0 | terminal=1 | mode=1 | ppolar=no | New Monitor.Tpx293521A0_power element=Line.Tpx293521A0 terminal=1 mode=1 ppolar=no | New Monitor.Tpx293521A0_voltage element=Line.Tpx293521A0 terminal=1 mode=1 ppolar=no
New | Monitor. |  | Tpx293521B0 | _power | _voltage | element= | Line. | Tpx293521B0 | terminal=1 | mode=1 | ppolar=no | New Monitor.Tpx293521B0_power element=Line.Tpx293521B0 terminal=1 mode=1 ppolar=no | New Monitor.Tpx293521B0_voltage element=Line.Tpx293521B0 terminal=1 mode=1 ppolar=no
New | Monitor. |  | Tpx293521C0 | _power | _voltage | element= | Line. | Tpx293521C0 | terminal=1 | mode=1 | ppolar=no | New Monitor.Tpx293521C0_power element=Line.Tpx293521C0 terminal=1 mode=1 ppolar=no | New Monitor.Tpx293521C0_voltage element=Line.Tpx293521C0 terminal=1 mode=1 ppolar=no
New | Monitor. |  | Tpx293522A0 | _power | _voltage | element= | Line. | Tpx293522A0 | terminal=1 | mode=1 | ppolar=no | New Monitor.Tpx293522A0_power element=Line.Tpx293522A0 terminal=1 mode=1 ppolar=no | New Monitor.Tpx293522A0_voltage element=Line.Tpx293522A0 terminal=1 mode=1 ppolar=no
New | Monitor. |  | Tpx293523A0 | _power | _voltage | element= | Line. | Tpx293523A0 | terminal=1 | mode=1 | ppolar=no | New Monitor.Tpx293523A0_power element=Line.Tpx293523A0 terminal=1 mode=1 ppolar=no | New Monitor.Tpx293523A0_voltage element=Line.Tpx293523A0 terminal=1 mode=1 ppolar=no
New | Monitor. |  | Tpx293591A0 | _power | _voltage | element= | Line. | Tpx293591A0 | terminal=1 | mode=1 | ppolar=no | New Monitor.Tpx293591A0_power element=Line.Tpx293591A0 terminal=1 mode=1 ppolar=no | New Monitor.Tpx293591A0_voltage element=Line.Tpx293591A0 terminal=1 mode=1 ppolar=no
New | Monitor. | linhaPV_ | Tpx293592A0 | _power | _voltage | element= | Line. | Tpx293592A0 | terminal=1 | mode=1 | ppolar=no | New Monitor.linhaPV_Tpx293592A0_power element=Line.Tpx293592A0 terminal=1 mode=1 ppolar=no | New Monitor.linhaPV_Tpx293592A0_voltage element=Line.Tpx293592A0 terminal=1 mode=1 ppolar=no
New | Monitor. | linhaPV_ | Tpx293608C0 | _power | _voltage | element= | Line. | Tpx293608C0 | terminal=1 | mode=1 | ppolar=no | New Monitor.linhaPV_Tpx293608C0_power element=Line.Tpx293608C0 terminal=1 mode=1 ppolar=no | New Monitor.linhaPV_Tpx293608C0_voltage element=Line.Tpx293608C0 terminal=1 mode=1 ppolar=no
New | Monitor. |  | Tpx293609C0 | _power | _voltage | element= | Line. | Tpx293609C0 | terminal=1 | mode=1 | ppolar=no | New Monitor.Tpx293609C0_power element=Line.Tpx293609C0 terminal=1 mode=1 ppolar=no | New Monitor.Tpx293609C0_voltage element=Line.Tpx293609C0 terminal=1 mode=1 ppolar=no
New | Monitor. | linhaPV_ | Tpx293644A0 | _power | _voltage | element= | Line. | Tpx293644A0 | terminal=1 | mode=1 | ppolar=no | New Monitor.linhaPV_Tpx293644A0_power element=Line.Tpx293644A0 terminal=1 mode=1 ppolar=no | New Monitor.linhaPV_Tpx293644A0_voltage element=Line.Tpx293644A0 terminal=1 mode=1 ppolar=no
New | Monitor. | linhaPV_ | Tpx293645A0 | _power | _voltage | element= | Line. | Tpx293645A0 | terminal=1 | mode=1 | ppolar=no | New Monitor.linhaPV_Tpx293645A0_power element=Line.Tpx293645A0 terminal=1 mode=1 ppolar=no | New Monitor.linhaPV_Tpx293645A0_voltage element=Line.Tpx293645A0 terminal=1 mode=1 ppolar=no
New | Monitor. |  | Tpx293652A0 | _power | _voltage | element= | Line. | Tpx293652A0 | terminal=1 | mode=1 | ppolar=no | New Monitor.Tpx293652A0_power element=Line.Tpx293652A0 terminal=1 mode=1 ppolar=no | New Monitor.Tpx293652A0_voltage element=Line.Tpx293652A0 terminal=1 mode=1 ppolar=no
New | Monitor. | linhaPV_ | Tpx293652B0 | _power | _voltage | element= | Line. | Tpx293652B0 | terminal=1 | mode=1 | ppolar=no | New Monitor.linhaPV_Tpx293652B0_power element=Line.Tpx293652B0 terminal=1 mode=1 ppolar=no | New Monitor.linhaPV_Tpx293652B0_voltage element=Line.Tpx293652B0 terminal=1 mode=1 ppolar=no
New | Monitor. |  | Tpx293652C0 | _power | _voltage | element= | Line. | Tpx293652C0 | terminal=1 | mode=1 | ppolar=no | New Monitor.Tpx293652C0_power element=Line.Tpx293652C0 terminal=1 mode=1 ppolar=no | New Monitor.Tpx293652C0_voltage element=Line.Tpx293652C0 terminal=1 mode=1 ppolar=no
New | Monitor. |  | Tpx293655A0 | _power | _voltage | element= | Line. | Tpx293655A0 | terminal=1 | mode=1 | ppolar=no | New Monitor.Tpx293655A0_power element=Line.Tpx293655A0 terminal=1 mode=1 ppolar=no | New Monitor.Tpx293655A0_voltage element=Line.Tpx293655A0 terminal=1 mode=1 ppolar=no
New | Monitor. | linhaPV_ | Tpx293655B0 | _power | _voltage | element= | Line. | Tpx293655B0 | terminal=1 | mode=1 | ppolar=no | New Monitor.linhaPV_Tpx293655B0_power element=Line.Tpx293655B0 terminal=1 mode=1 ppolar=no | New Monitor.linhaPV_Tpx293655B0_voltage element=Line.Tpx293655B0 terminal=1 mode=1 ppolar=no
New | Monitor. | linhaPV_ | Tpx293655C0 | _power | _voltage | element= | Line. | Tpx293655C0 | terminal=1 | mode=1 | ppolar=no | New Monitor.linhaPV_Tpx293655C0_power element=Line.Tpx293655C0 terminal=1 mode=1 ppolar=no | New Monitor.linhaPV_Tpx293655C0_voltage element=Line.Tpx293655C0 terminal=1 mode=1 ppolar=no
New | Monitor. |  | Tpx293656B0 | _power | _voltage | element= | Line. | Tpx293656B0 | terminal=1 | mode=1 | ppolar=no | New Monitor.Tpx293656B0_power element=Line.Tpx293656B0 terminal=1 mode=1 ppolar=no | New Monitor.Tpx293656B0_voltage element=Line.Tpx293656B0 terminal=1 mode=1 ppolar=no
New | Monitor. |  | Tpx293657B0 | _power | _voltage | element= | Line. | Tpx293657B0 | terminal=1 | mode=1 | ppolar=no | New Monitor.Tpx293657B0_power element=Line.Tpx293657B0 terminal=1 mode=1 ppolar=no | New Monitor.Tpx293657B0_voltage element=Line.Tpx293657B0 terminal=1 mode=1 ppolar=no
New | Monitor. | linhaPV_ | Tpx293658C0 | _power | _voltage | element= | Line. | Tpx293658C0 | terminal=1 | mode=1 | ppolar=no | New Monitor.linhaPV_Tpx293658C0_power element=Line.Tpx293658C0 terminal=1 mode=1 ppolar=no | New Monitor.linhaPV_Tpx293658C0_voltage element=Line.Tpx293658C0 terminal=1 mode=1 ppolar=no
New | Monitor. |  | Tpx293659C0 | _power | _voltage | element= | Line. | Tpx293659C0 | terminal=1 | mode=1 | ppolar=no | New Monitor.Tpx293659C0_power element=Line.Tpx293659C0 terminal=1 mode=1 ppolar=no | New Monitor.Tpx293659C0_voltage element=Line.Tpx293659C0 terminal=1 mode=1 ppolar=no
New | Monitor. | linhaPV_ | Tpx293660B0 | _power | _voltage | element= | Line. | Tpx293660B0 | terminal=1 | mode=1 | ppolar=no | New Monitor.linhaPV_Tpx293660B0_power element=Line.Tpx293660B0 terminal=1 mode=1 ppolar=no | New Monitor.linhaPV_Tpx293660B0_voltage element=Line.Tpx293660B0 terminal=1 mode=1 ppolar=no
New | Monitor. |  | Tpx293663C0 | _power | _voltage | element= | Line. | Tpx293663C0 | terminal=1 | mode=1 | ppolar=no | New Monitor.Tpx293663C0_power element=Line.Tpx293663C0 terminal=1 mode=1 ppolar=no | New Monitor.Tpx293663C0_voltage element=Line.Tpx293663C0 terminal=1 mode=1 ppolar=no
New | Monitor. | linhaPV_ | Tpx293664A0 | _power | _voltage | element= | Line. | Tpx293664A0 | terminal=1 | mode=1 | ppolar=no | New Monitor.linhaPV_Tpx293664A0_power element=Line.Tpx293664A0 terminal=1 mode=1 ppolar=no | New Monitor.linhaPV_Tpx293664A0_voltage element=Line.Tpx293664A0 terminal=1 mode=1 ppolar=no
New | Monitor. | linhaPV_ | Tpx293664B0 | _power | _voltage | element= | Line. | Tpx293664B0 | terminal=1 | mode=1 | ppolar=no | New Monitor.linhaPV_Tpx293664B0_power element=Line.Tpx293664B0 terminal=1 mode=1 ppolar=no | New Monitor.linhaPV_Tpx293664B0_voltage element=Line.Tpx293664B0 terminal=1 mode=1 ppolar=no
New | Monitor. | linhaPV_ | Tpx293664C0 | _power | _voltage | element= | Line. | Tpx293664C0 | terminal=1 | mode=1 | ppolar=no | New Monitor.linhaPV_Tpx293664C0_power element=Line.Tpx293664C0 terminal=1 mode=1 ppolar=no | New Monitor.linhaPV_Tpx293664C0_voltage element=Line.Tpx293664C0 terminal=1 mode=1 ppolar=no
New | Monitor. | linhaPV_ | Tpx293665C0 | _power | _voltage | element= | Line. | Tpx293665C0 | terminal=1 | mode=1 | ppolar=no | New Monitor.linhaPV_Tpx293665C0_power element=Line.Tpx293665C0 terminal=1 mode=1 ppolar=no | New Monitor.linhaPV_Tpx293665C0_voltage element=Line.Tpx293665C0 terminal=1 mode=1 ppolar=no
New | Monitor. |  | Tpx293666C0 | _power | _voltage | element= | Line. | Tpx293666C0 | terminal=1 | mode=1 | ppolar=no | New Monitor.Tpx293666C0_power element=Line.Tpx293666C0 terminal=1 mode=1 ppolar=no | New Monitor.Tpx293666C0_voltage element=Line.Tpx293666C0 terminal=1 mode=1 ppolar=no
New | Monitor. |  | Tpx293667A0 | _power | _voltage | element= | Line. | Tpx293667A0 | terminal=1 | mode=1 | ppolar=no | New Monitor.Tpx293667A0_power element=Line.Tpx293667A0 terminal=1 mode=1 ppolar=no | New Monitor.Tpx293667A0_voltage element=Line.Tpx293667A0 terminal=1 mode=1 ppolar=no
New | Monitor. | linhaPV_ | Tpx293668A0 | _power | _voltage | element= | Line. | Tpx293668A0 | terminal=1 | mode=1 | ppolar=no | New Monitor.linhaPV_Tpx293668A0_power element=Line.Tpx293668A0 terminal=1 mode=1 ppolar=no | New Monitor.linhaPV_Tpx293668A0_voltage element=Line.Tpx293668A0 terminal=1 mode=1 ppolar=no
New | Monitor. |  | Tpx293672A0 | _power | _voltage | element= | Line. | Tpx293672A0 | terminal=1 | mode=1 | ppolar=no | New Monitor.Tpx293672A0_power element=Line.Tpx293672A0 terminal=1 mode=1 ppolar=no | New Monitor.Tpx293672A0_voltage element=Line.Tpx293672A0 terminal=1 mode=1 ppolar=no
New | Monitor. |  | Tpx293673A0 | _power | _voltage | element= | Line. | Tpx293673A0 | terminal=1 | mode=1 | ppolar=no | New Monitor.Tpx293673A0_power element=Line.Tpx293673A0 terminal=1 mode=1 ppolar=no | New Monitor.Tpx293673A0_voltage element=Line.Tpx293673A0 terminal=1 mode=1 ppolar=no
New | Monitor. |  | Tpx293681A0 | _power | _voltage | element= | Line. | Tpx293681A0 | terminal=1 | mode=1 | ppolar=no | New Monitor.Tpx293681A0_power element=Line.Tpx293681A0 terminal=1 mode=1 ppolar=no | New Monitor.Tpx293681A0_voltage element=Line.Tpx293681A0 terminal=1 mode=1 ppolar=no
New | Monitor. |  | Tpx294786C0 | _power | _voltage | element= | Line. | Tpx294786C0 | terminal=1 | mode=1 | ppolar=no | New Monitor.Tpx294786C0_power element=Line.Tpx294786C0 terminal=1 mode=1 ppolar=no | New Monitor.Tpx294786C0_voltage element=Line.Tpx294786C0 terminal=1 mode=1 ppolar=no
New | Monitor. |  | Tpx294787A0 | _power | _voltage | element= | Line. | Tpx294787A0 | terminal=1 | mode=1 | ppolar=no | New Monitor.Tpx294787A0_power element=Line.Tpx294787A0 terminal=1 mode=1 ppolar=no | New Monitor.Tpx294787A0_voltage element=Line.Tpx294787A0 terminal=1 mode=1 ppolar=no
New | Monitor. | linhaPV_ | Tpx294788A0 | _power | _voltage | element= | Line. | Tpx294788A0 | terminal=1 | mode=1 | ppolar=no | New Monitor.linhaPV_Tpx294788A0_power element=Line.Tpx294788A0 terminal=1 mode=1 ppolar=no | New Monitor.linhaPV_Tpx294788A0_voltage element=Line.Tpx294788A0 terminal=1 mode=1 ppolar=no
New | Monitor. |  | Tpx294789A0 | _power | _voltage | element= | Line. | Tpx294789A0 | terminal=1 | mode=1 | ppolar=no | New Monitor.Tpx294789A0_power element=Line.Tpx294789A0 terminal=1 mode=1 ppolar=no | New Monitor.Tpx294789A0_voltage element=Line.Tpx294789A0 terminal=1 mode=1 ppolar=no
New | Monitor. |  | Tpx294809A0 | _power | _voltage | element= | Line. | Tpx294809A0 | terminal=1 | mode=1 | ppolar=no | New Monitor.Tpx294809A0_power element=Line.Tpx294809A0 terminal=1 mode=1 ppolar=no | New Monitor.Tpx294809A0_voltage element=Line.Tpx294809A0 terminal=1 mode=1 ppolar=no
New | Monitor. | linhaPV_ | Tpx294810A0 | _power | _voltage | element= | Line. | Tpx294810A0 | terminal=1 | mode=1 | ppolar=no | New Monitor.linhaPV_Tpx294810A0_power element=Line.Tpx294810A0 terminal=1 mode=1 ppolar=no | New Monitor.linhaPV_Tpx294810A0_voltage element=Line.Tpx294810A0 terminal=1 mode=1 ppolar=no
New | Monitor. |  | Tpx294812A0 | _power | _voltage | element= | Line. | Tpx294812A0 | terminal=1 | mode=1 | ppolar=no | New Monitor.Tpx294812A0_power element=Line.Tpx294812A0 terminal=1 mode=1 ppolar=no | New Monitor.Tpx294812A0_voltage element=Line.Tpx294812A0 terminal=1 mode=1 ppolar=no
New | Monitor. |  | Tpx294842A0 | _power | _voltage | element= | Line. | Tpx294842A0 | terminal=1 | mode=1 | ppolar=no | New Monitor.Tpx294842A0_power element=Line.Tpx294842A0 terminal=1 mode=1 ppolar=no | New Monitor.Tpx294842A0_voltage element=Line.Tpx294842A0 terminal=1 mode=1 ppolar=no
New | Monitor. | linhaPV_ | Tpx294843A0 | _power | _voltage | element= | Line. | Tpx294843A0 | terminal=1 | mode=1 | ppolar=no | New Monitor.linhaPV_Tpx294843A0_power element=Line.Tpx294843A0 terminal=1 mode=1 ppolar=no | New Monitor.linhaPV_Tpx294843A0_voltage element=Line.Tpx294843A0 terminal=1 mode=1 ppolar=no
New | Monitor. |  | Tpx294844A0 | _power | _voltage | element= | Line. | Tpx294844A0 | terminal=1 | mode=1 | ppolar=no | New Monitor.Tpx294844A0_power element=Line.Tpx294844A0 terminal=1 mode=1 ppolar=no | New Monitor.Tpx294844A0_voltage element=Line.Tpx294844A0 terminal=1 mode=1 ppolar=no
New | Monitor. |  | Tpx294845A0 | _power | _voltage | element= | Line. | Tpx294845A0 | terminal=1 | mode=1 | ppolar=no | New Monitor.Tpx294845A0_power element=Line.Tpx294845A0 terminal=1 mode=1 ppolar=no | New Monitor.Tpx294845A0_voltage element=Line.Tpx294845A0 terminal=1 mode=1 ppolar=no
New | Monitor. |  | Tpx302367B0 | _power | _voltage | element= | Line. | Tpx302367B0 | terminal=1 | mode=1 | ppolar=no | New Monitor.Tpx302367B0_power element=Line.Tpx302367B0 terminal=1 mode=1 ppolar=no | New Monitor.Tpx302367B0_voltage element=Line.Tpx302367B0 terminal=1 mode=1 ppolar=no
New | Monitor. |  | Tpx302368B0 | _power | _voltage | element= | Line. | Tpx302368B0 | terminal=1 | mode=1 | ppolar=no | New Monitor.Tpx302368B0_power element=Line.Tpx302368B0 terminal=1 mode=1 ppolar=no | New Monitor.Tpx302368B0_voltage element=Line.Tpx302368B0 terminal=1 mode=1 ppolar=no
New | Monitor. | linhaPV_ | Tpx302369B0 | _power | _voltage | element= | Line. | Tpx302369B0 | terminal=1 | mode=1 | ppolar=no | New Monitor.linhaPV_Tpx302369B0_power element=Line.Tpx302369B0 terminal=1 mode=1 ppolar=no | New Monitor.linhaPV_Tpx302369B0_voltage element=Line.Tpx302369B0 terminal=1 mode=1 ppolar=no
New | Monitor. | linhaPV_ | Tpx302370B0 | _power | _voltage | element= | Line. | Tpx302370B0 | terminal=1 | mode=1 | ppolar=no | New Monitor.linhaPV_Tpx302370B0_power element=Line.Tpx302370B0 terminal=1 mode=1 ppolar=no | New Monitor.linhaPV_Tpx302370B0_voltage element=Line.Tpx302370B0 terminal=1 mode=1 ppolar=no
New | Monitor. |  | Tpx302373B0 | _power | _voltage | element= | Line. | Tpx302373B0 | terminal=1 | mode=1 | ppolar=no | New Monitor.Tpx302373B0_power element=Line.Tpx302373B0 terminal=1 mode=1 ppolar=no | New Monitor.Tpx302373B0_voltage element=Line.Tpx302373B0 terminal=1 mode=1 ppolar=no
New | Monitor. |  | Tpx302374B0 | _power | _voltage | element= | Line. | Tpx302374B0 | terminal=1 | mode=1 | ppolar=no | New Monitor.Tpx302374B0_power element=Line.Tpx302374B0 terminal=1 mode=1 ppolar=no | New Monitor.Tpx302374B0_voltage element=Line.Tpx302374B0 terminal=1 mode=1 ppolar=no
New | Monitor. |  | Tpx302375B0 | _power | _voltage | element= | Line. | Tpx302375B0 | terminal=1 | mode=1 | ppolar=no | New Monitor.Tpx302375B0_power element=Line.Tpx302375B0 terminal=1 mode=1 ppolar=no | New Monitor.Tpx302375B0_voltage element=Line.Tpx302375B0 terminal=1 mode=1 ppolar=no
New | Monitor. |  | Tpx302392A0 | _power | _voltage | element= | Line. | Tpx302392A0 | terminal=1 | mode=1 | ppolar=no | New Monitor.Tpx302392A0_power element=Line.Tpx302392A0 terminal=1 mode=1 ppolar=no | New Monitor.Tpx302392A0_voltage element=Line.Tpx302392A0 terminal=1 mode=1 ppolar=no
New | Monitor. |  | Tpx302400A0 | _power | _voltage | element= | Line. | Tpx302400A0 | terminal=1 | mode=1 | ppolar=no | New Monitor.Tpx302400A0_power element=Line.Tpx302400A0 terminal=1 mode=1 ppolar=no | New Monitor.Tpx302400A0_voltage element=Line.Tpx302400A0 terminal=1 mode=1 ppolar=no
New | Monitor. |  | Tpx302402A0 | _power | _voltage | element= | Line. | Tpx302402A0 | terminal=1 | mode=1 | ppolar=no | New Monitor.Tpx302402A0_power element=Line.Tpx302402A0 terminal=1 mode=1 ppolar=no | New Monitor.Tpx302402A0_voltage element=Line.Tpx302402A0 terminal=1 mode=1 ppolar=no
New | Monitor. |  | Tpx302405A0 | _power | _voltage | element= | Line. | Tpx302405A0 | terminal=1 | mode=1 | ppolar=no | New Monitor.Tpx302405A0_power element=Line.Tpx302405A0 terminal=1 mode=1 ppolar=no | New Monitor.Tpx302405A0_voltage element=Line.Tpx302405A0 terminal=1 mode=1 ppolar=no
New | Monitor. | linhaPV_ | Tpx302410A0 | _power | _voltage | element= | Line. | Tpx302410A0 | terminal=1 | mode=1 | ppolar=no | New Monitor.linhaPV_Tpx302410A0_power element=Line.Tpx302410A0 terminal=1 mode=1 ppolar=no | New Monitor.linhaPV_Tpx302410A0_voltage element=Line.Tpx302410A0 terminal=1 mode=1 ppolar=no
New | Monitor. | linhaPV_ | Tpx302412A0 | _power | _voltage | element= | Line. | Tpx302412A0 | terminal=1 | mode=1 | ppolar=no | New Monitor.linhaPV_Tpx302412A0_power element=Line.Tpx302412A0 terminal=1 mode=1 ppolar=no | New Monitor.linhaPV_Tpx302412A0_voltage element=Line.Tpx302412A0 terminal=1 mode=1 ppolar=no
New | Monitor. |  | Tpx302468A0 | _power | _voltage | element= | Line. | Tpx302468A0 | terminal=1 | mode=1 | ppolar=no | New Monitor.Tpx302468A0_power element=Line.Tpx302468A0 terminal=1 mode=1 ppolar=no | New Monitor.Tpx302468A0_voltage element=Line.Tpx302468A0 terminal=1 mode=1 ppolar=no
New | Monitor. |  | Tpx302469A0 | _power | _voltage | element= | Line. | Tpx302469A0 | terminal=1 | mode=1 | ppolar=no | New Monitor.Tpx302469A0_power element=Line.Tpx302469A0 terminal=1 mode=1 ppolar=no | New Monitor.Tpx302469A0_voltage element=Line.Tpx302469A0 terminal=1 mode=1 ppolar=no
New | Monitor. | linhaPV_ | Tpx302471A0 | _power | _voltage | element= | Line. | Tpx302471A0 | terminal=1 | mode=1 | ppolar=no | New Monitor.linhaPV_Tpx302471A0_power element=Line.Tpx302471A0 terminal=1 mode=1 ppolar=no | New Monitor.linhaPV_Tpx302471A0_voltage element=Line.Tpx302471A0 terminal=1 mode=1 ppolar=no
New | Monitor. | linhaPV_ | Tpx302473A0 | _power | _voltage | element= | Line. | Tpx302473A0 | terminal=1 | mode=1 | ppolar=no | New Monitor.linhaPV_Tpx302473A0_power element=Line.Tpx302473A0 terminal=1 mode=1 ppolar=no | New Monitor.linhaPV_Tpx302473A0_voltage element=Line.Tpx302473A0 terminal=1 mode=1 ppolar=no
New | Monitor. | linhaPV_ | Tpx302474A0 | _power | _voltage | element= | Line. | Tpx302474A0 | terminal=1 | mode=1 | ppolar=no | New Monitor.linhaPV_Tpx302474A0_power element=Line.Tpx302474A0 terminal=1 mode=1 ppolar=no | New Monitor.linhaPV_Tpx302474A0_voltage element=Line.Tpx302474A0 terminal=1 mode=1 ppolar=no
New | Monitor. |  | Tpx302507B0 | _power | _voltage | element= | Line. | Tpx302507B0 | terminal=1 | mode=1 | ppolar=no | New Monitor.Tpx302507B0_power element=Line.Tpx302507B0 terminal=1 mode=1 ppolar=no | New Monitor.Tpx302507B0_voltage element=Line.Tpx302507B0 terminal=1 mode=1 ppolar=no
New | Monitor. |  | Tpx302508C0 | _power | _voltage | element= | Line. | Tpx302508C0 | terminal=1 | mode=1 | ppolar=no | New Monitor.Tpx302508C0_power element=Line.Tpx302508C0 terminal=1 mode=1 ppolar=no | New Monitor.Tpx302508C0_voltage element=Line.Tpx302508C0 terminal=1 mode=1 ppolar=no
New | Monitor. |  | Tpx302509C0 | _power | _voltage | element= | Line. | Tpx302509C0 | terminal=1 | mode=1 | ppolar=no | New Monitor.Tpx302509C0_power element=Line.Tpx302509C0 terminal=1 mode=1 ppolar=no | New Monitor.Tpx302509C0_voltage element=Line.Tpx302509C0 terminal=1 mode=1 ppolar=no
New | Monitor. |  | Tpx302510C0 | _power | _voltage | element= | Line. | Tpx302510C0 | terminal=1 | mode=1 | ppolar=no | New Monitor.Tpx302510C0_power element=Line.Tpx302510C0 terminal=1 mode=1 ppolar=no | New Monitor.Tpx302510C0_voltage element=Line.Tpx302510C0 terminal=1 mode=1 ppolar=no
New | Monitor. |  | Tpx302514A0 | _power | _voltage | element= | Line. | Tpx302514A0 | terminal=1 | mode=1 | ppolar=no | New Monitor.Tpx302514A0_power element=Line.Tpx302514A0 terminal=1 mode=1 ppolar=no | New Monitor.Tpx302514A0_voltage element=Line.Tpx302514A0 terminal=1 mode=1 ppolar=no
New | Monitor. |  | Tpx302637A0 | _power | _voltage | element= | Line. | Tpx302637A0 | terminal=1 | mode=1 | ppolar=no | New Monitor.Tpx302637A0_power element=Line.Tpx302637A0 terminal=1 mode=1 ppolar=no | New Monitor.Tpx302637A0_voltage element=Line.Tpx302637A0 terminal=1 mode=1 ppolar=no
New | Monitor. |  | Tpx302672C0 | _power | _voltage | element= | Line. | Tpx302672C0 | terminal=1 | mode=1 | ppolar=no | New Monitor.Tpx302672C0_power element=Line.Tpx302672C0 terminal=1 mode=1 ppolar=no | New Monitor.Tpx302672C0_voltage element=Line.Tpx302672C0 terminal=1 mode=1 ppolar=no
New | Monitor. | linhaPV_ | Tpx302673A0 | _power | _voltage | element= | Line. | Tpx302673A0 | terminal=1 | mode=1 | ppolar=no | New Monitor.linhaPV_Tpx302673A0_power element=Line.Tpx302673A0 terminal=1 mode=1 ppolar=no | New Monitor.linhaPV_Tpx302673A0_voltage element=Line.Tpx302673A0 terminal=1 mode=1 ppolar=no
New | Monitor. |  | Tpx302674A0 | _power | _voltage | element= | Line. | Tpx302674A0 | terminal=1 | mode=1 | ppolar=no | New Monitor.Tpx302674A0_power element=Line.Tpx302674A0 terminal=1 mode=1 ppolar=no | New Monitor.Tpx302674A0_voltage element=Line.Tpx302674A0 terminal=1 mode=1 ppolar=no
New | Monitor. | linhaPV_ | Tpx302675A0 | _power | _voltage | element= | Line. | Tpx302675A0 | terminal=1 | mode=1 | ppolar=no | New Monitor.linhaPV_Tpx302675A0_power element=Line.Tpx302675A0 terminal=1 mode=1 ppolar=no | New Monitor.linhaPV_Tpx302675A0_voltage element=Line.Tpx302675A0 terminal=1 mode=1 ppolar=no
New | Monitor. |  | Tpx302676A0 | _power | _voltage | element= | Line. | Tpx302676A0 | terminal=1 | mode=1 | ppolar=no | New Monitor.Tpx302676A0_power element=Line.Tpx302676A0 terminal=1 mode=1 ppolar=no | New Monitor.Tpx302676A0_voltage element=Line.Tpx302676A0 terminal=1 mode=1 ppolar=no
New | Monitor. | linhaPV_ | Tpx302677A0 | _power | _voltage | element= | Line. | Tpx302677A0 | terminal=1 | mode=1 | ppolar=no | New Monitor.linhaPV_Tpx302677A0_power element=Line.Tpx302677A0 terminal=1 mode=1 ppolar=no | New Monitor.linhaPV_Tpx302677A0_voltage element=Line.Tpx302677A0 terminal=1 mode=1 ppolar=no
New | Monitor. |  | Tpx302678A0 | _power | _voltage | element= | Line. | Tpx302678A0 | terminal=1 | mode=1 | ppolar=no | New Monitor.Tpx302678A0_power element=Line.Tpx302678A0 terminal=1 mode=1 ppolar=no | New Monitor.Tpx302678A0_voltage element=Line.Tpx302678A0 terminal=1 mode=1 ppolar=no
New | Monitor. |  | Tpx302679A0 | _power | _voltage | element= | Line. | Tpx302679A0 | terminal=1 | mode=1 | ppolar=no | New Monitor.Tpx302679A0_power element=Line.Tpx302679A0 terminal=1 mode=1 ppolar=no | New Monitor.Tpx302679A0_voltage element=Line.Tpx302679A0 terminal=1 mode=1 ppolar=no
New | Monitor. |  | Tpx302731A0 | _power | _voltage | element= | Line. | Tpx302731A0 | terminal=1 | mode=1 | ppolar=no | New Monitor.Tpx302731A0_power element=Line.Tpx302731A0 terminal=1 mode=1 ppolar=no | New Monitor.Tpx302731A0_voltage element=Line.Tpx302731A0 terminal=1 mode=1 ppolar=no
New | Monitor. |  | Tpx302732A0 | _power | _voltage | element= | Line. | Tpx302732A0 | terminal=1 | mode=1 | ppolar=no | New Monitor.Tpx302732A0_power element=Line.Tpx302732A0 terminal=1 mode=1 ppolar=no | New Monitor.Tpx302732A0_voltage element=Line.Tpx302732A0 terminal=1 mode=1 ppolar=no
New | Monitor. |  | Tpx302733A0 | _power | _voltage | element= | Line. | Tpx302733A0 | terminal=1 | mode=1 | ppolar=no | New Monitor.Tpx302733A0_power element=Line.Tpx302733A0 terminal=1 mode=1 ppolar=no | New Monitor.Tpx302733A0_voltage element=Line.Tpx302733A0 terminal=1 mode=1 ppolar=no
New | Monitor. | linhaPV_ | Tpx302733B0 | _power | _voltage | element= | Line. | Tpx302733B0 | terminal=1 | mode=1 | ppolar=no | New Monitor.linhaPV_Tpx302733B0_power element=Line.Tpx302733B0 terminal=1 mode=1 ppolar=no | New Monitor.linhaPV_Tpx302733B0_voltage element=Line.Tpx302733B0 terminal=1 mode=1 ppolar=no
New | Monitor. |  | Tpx302734A0 | _power | _voltage | element= | Line. | Tpx302734A0 | terminal=1 | mode=1 | ppolar=no | New Monitor.Tpx302734A0_power element=Line.Tpx302734A0 terminal=1 mode=1 ppolar=no | New Monitor.Tpx302734A0_voltage element=Line.Tpx302734A0 terminal=1 mode=1 ppolar=no
New | Monitor. | linhaPV_ | Tpx302735A0 | _power | _voltage | element= | Line. | Tpx302735A0 | terminal=1 | mode=1 | ppolar=no | New Monitor.linhaPV_Tpx302735A0_power element=Line.Tpx302735A0 terminal=1 mode=1 ppolar=no | New Monitor.linhaPV_Tpx302735A0_voltage element=Line.Tpx302735A0 terminal=1 mode=1 ppolar=no
New | Monitor. | linhaPV_ | Tpx302803C0 | _power | _voltage | element= | Line. | Tpx302803C0 | terminal=1 | mode=1 | ppolar=no | New Monitor.linhaPV_Tpx302803C0_power element=Line.Tpx302803C0 terminal=1 mode=1 ppolar=no | New Monitor.linhaPV_Tpx302803C0_voltage element=Line.Tpx302803C0 terminal=1 mode=1 ppolar=no
New | Monitor. | linhaPV_ | Tpx302804C0 | _power | _voltage | element= | Line. | Tpx302804C0 | terminal=1 | mode=1 | ppolar=no | New Monitor.linhaPV_Tpx302804C0_power element=Line.Tpx302804C0 terminal=1 mode=1 ppolar=no | New Monitor.linhaPV_Tpx302804C0_voltage element=Line.Tpx302804C0 terminal=1 mode=1 ppolar=no
New | Monitor. |  | Tpx302805C0 | _power | _voltage | element= | Line. | Tpx302805C0 | terminal=1 | mode=1 | ppolar=no | New Monitor.Tpx302805C0_power element=Line.Tpx302805C0 terminal=1 mode=1 ppolar=no | New Monitor.Tpx302805C0_voltage element=Line.Tpx302805C0 terminal=1 mode=1 ppolar=no
New | Monitor. | linhaPV_ | Tpx302807C0 | _power | _voltage | element= | Line. | Tpx302807C0 | terminal=1 | mode=1 | ppolar=no | New Monitor.linhaPV_Tpx302807C0_power element=Line.Tpx302807C0 terminal=1 mode=1 ppolar=no | New Monitor.linhaPV_Tpx302807C0_voltage element=Line.Tpx302807C0 terminal=1 mode=1 ppolar=no
New | Monitor. |  | Tpx302808C0 | _power | _voltage | element= | Line. | Tpx302808C0 | terminal=1 | mode=1 | ppolar=no | New Monitor.Tpx302808C0_power element=Line.Tpx302808C0 terminal=1 mode=1 ppolar=no | New Monitor.Tpx302808C0_voltage element=Line.Tpx302808C0 terminal=1 mode=1 ppolar=no
New | Monitor. |  | Tpx302809C0 | _power | _voltage | element= | Line. | Tpx302809C0 | terminal=1 | mode=1 | ppolar=no | New Monitor.Tpx302809C0_power element=Line.Tpx302809C0 terminal=1 mode=1 ppolar=no | New Monitor.Tpx302809C0_voltage element=Line.Tpx302809C0 terminal=1 mode=1 ppolar=no
New | Monitor. |  | Tpx302810C0 | _power | _voltage | element= | Line. | Tpx302810C0 | terminal=1 | mode=1 | ppolar=no | New Monitor.Tpx302810C0_power element=Line.Tpx302810C0 terminal=1 mode=1 ppolar=no | New Monitor.Tpx302810C0_voltage element=Line.Tpx302810C0 terminal=1 mode=1 ppolar=no
New | Monitor. |  | Tpx302811C0 | _power | _voltage | element= | Line. | Tpx302811C0 | terminal=1 | mode=1 | ppolar=no | New Monitor.Tpx302811C0_power element=Line.Tpx302811C0 terminal=1 mode=1 ppolar=no | New Monitor.Tpx302811C0_voltage element=Line.Tpx302811C0 terminal=1 mode=1 ppolar=no
New | Monitor. |  | Tpx302812C0 | _power | _voltage | element= | Line. | Tpx302812C0 | terminal=1 | mode=1 | ppolar=no | New Monitor.Tpx302812C0_power element=Line.Tpx302812C0 terminal=1 mode=1 ppolar=no | New Monitor.Tpx302812C0_voltage element=Line.Tpx302812C0 terminal=1 mode=1 ppolar=no
New | Monitor. |  | Tpx302813C0 | _power | _voltage | element= | Line. | Tpx302813C0 | terminal=1 | mode=1 | ppolar=no | New Monitor.Tpx302813C0_power element=Line.Tpx302813C0 terminal=1 mode=1 ppolar=no | New Monitor.Tpx302813C0_voltage element=Line.Tpx302813C0 terminal=1 mode=1 ppolar=no
New | Monitor. |  | Tpx302834C0 | _power | _voltage | element= | Line. | Tpx302834C0 | terminal=1 | mode=1 | ppolar=no | New Monitor.Tpx302834C0_power element=Line.Tpx302834C0 terminal=1 mode=1 ppolar=no | New Monitor.Tpx302834C0_voltage element=Line.Tpx302834C0 terminal=1 mode=1 ppolar=no
New | Monitor. |  | Tpx302858C0 | _power | _voltage | element= | Line. | Tpx302858C0 | terminal=1 | mode=1 | ppolar=no | New Monitor.Tpx302858C0_power element=Line.Tpx302858C0 terminal=1 mode=1 ppolar=no | New Monitor.Tpx302858C0_voltage element=Line.Tpx302858C0 terminal=1 mode=1 ppolar=no
New | Monitor. |  | Tpx302859C0 | _power | _voltage | element= | Line. | Tpx302859C0 | terminal=1 | mode=1 | ppolar=no | New Monitor.Tpx302859C0_power element=Line.Tpx302859C0 terminal=1 mode=1 ppolar=no | New Monitor.Tpx302859C0_voltage element=Line.Tpx302859C0 terminal=1 mode=1 ppolar=no
New | Monitor. |  | Tpx302860C0 | _power | _voltage | element= | Line. | Tpx302860C0 | terminal=1 | mode=1 | ppolar=no | New Monitor.Tpx302860C0_power element=Line.Tpx302860C0 terminal=1 mode=1 ppolar=no | New Monitor.Tpx302860C0_voltage element=Line.Tpx302860C0 terminal=1 mode=1 ppolar=no
New | Monitor. |  | Tpx302861C0 | _power | _voltage | element= | Line. | Tpx302861C0 | terminal=1 | mode=1 | ppolar=no | New Monitor.Tpx302861C0_power element=Line.Tpx302861C0 terminal=1 mode=1 ppolar=no | New Monitor.Tpx302861C0_voltage element=Line.Tpx302861C0 terminal=1 mode=1 ppolar=no
New | Monitor. |  | Tpx302862C0 | _power | _voltage | element= | Line. | Tpx302862C0 | terminal=1 | mode=1 | ppolar=no | New Monitor.Tpx302862C0_power element=Line.Tpx302862C0 terminal=1 mode=1 ppolar=no | New Monitor.Tpx302862C0_voltage element=Line.Tpx302862C0 terminal=1 mode=1 ppolar=no
New | Monitor. |  | Tpx310560A0 | _power | _voltage | element= | Line. | Tpx310560A0 | terminal=1 | mode=1 | ppolar=no | New Monitor.Tpx310560A0_power element=Line.Tpx310560A0 terminal=1 mode=1 ppolar=no | New Monitor.Tpx310560A0_voltage element=Line.Tpx310560A0 terminal=1 mode=1 ppolar=no
New | Monitor. | linhaPV_ | Tpx310561A0 | _power | _voltage | element= | Line. | Tpx310561A0 | terminal=1 | mode=1 | ppolar=no | New Monitor.linhaPV_Tpx310561A0_power element=Line.Tpx310561A0 terminal=1 mode=1 ppolar=no | New Monitor.linhaPV_Tpx310561A0_voltage element=Line.Tpx310561A0 terminal=1 mode=1 ppolar=no
New | Monitor. |  | Tpx310568A0 | _power | _voltage | element= | Line. | Tpx310568A0 | terminal=1 | mode=1 | ppolar=no | New Monitor.Tpx310568A0_power element=Line.Tpx310568A0 terminal=1 mode=1 ppolar=no | New Monitor.Tpx310568A0_voltage element=Line.Tpx310568A0 terminal=1 mode=1 ppolar=no
New | Monitor. | linhaPV_ | Tpx310569A0 | _power | _voltage | element= | Line. | Tpx310569A0 | terminal=1 | mode=1 | ppolar=no | New Monitor.linhaPV_Tpx310569A0_power element=Line.Tpx310569A0 terminal=1 mode=1 ppolar=no | New Monitor.linhaPV_Tpx310569A0_voltage element=Line.Tpx310569A0 terminal=1 mode=1 ppolar=no
New | Monitor. |  | Tpx310570A0 | _power | _voltage | element= | Line. | Tpx310570A0 | terminal=1 | mode=1 | ppolar=no | New Monitor.Tpx310570A0_power element=Line.Tpx310570A0 terminal=1 mode=1 ppolar=no | New Monitor.Tpx310570A0_voltage element=Line.Tpx310570A0 terminal=1 mode=1 ppolar=no
New | Monitor. |  | Tpx321159A0 | _power | _voltage | element= | Line. | Tpx321159A0 | terminal=1 | mode=1 | ppolar=no | New Monitor.Tpx321159A0_power element=Line.Tpx321159A0 terminal=1 mode=1 ppolar=no | New Monitor.Tpx321159A0_voltage element=Line.Tpx321159A0 terminal=1 mode=1 ppolar=no
New | Monitor. |  | Tpx321836A0 | _power | _voltage | element= | Line. | Tpx321836A0 | terminal=1 | mode=1 | ppolar=no | New Monitor.Tpx321836A0_power element=Line.Tpx321836A0 terminal=1 mode=1 ppolar=no | New Monitor.Tpx321836A0_voltage element=Line.Tpx321836A0 terminal=1 mode=1 ppolar=no
New | Monitor. | linhaPV_ | Tpx321837A0 | _power | _voltage | element= | Line. | Tpx321837A0 | terminal=1 | mode=1 | ppolar=no | New Monitor.linhaPV_Tpx321837A0_power element=Line.Tpx321837A0 terminal=1 mode=1 ppolar=no | New Monitor.linhaPV_Tpx321837A0_voltage element=Line.Tpx321837A0 terminal=1 mode=1 ppolar=no
New | Monitor. | linhaPV_ | Tpx321838A0 | _power | _voltage | element= | Line. | Tpx321838A0 | terminal=1 | mode=1 | ppolar=no | New Monitor.linhaPV_Tpx321838A0_power element=Line.Tpx321838A0 terminal=1 mode=1 ppolar=no | New Monitor.linhaPV_Tpx321838A0_voltage element=Line.Tpx321838A0 terminal=1 mode=1 ppolar=no
New | Monitor. |  | Tpx321839A0 | _power | _voltage | element= | Line. | Tpx321839A0 | terminal=1 | mode=1 | ppolar=no | New Monitor.Tpx321839A0_power element=Line.Tpx321839A0 terminal=1 mode=1 ppolar=no | New Monitor.Tpx321839A0_voltage element=Line.Tpx321839A0 terminal=1 mode=1 ppolar=no
New | Monitor. |  | Tpx321840B0 | _power | _voltage | element= | Line. | Tpx321840B0 | terminal=1 | mode=1 | ppolar=no | New Monitor.Tpx321840B0_power element=Line.Tpx321840B0 terminal=1 mode=1 ppolar=no | New Monitor.Tpx321840B0_voltage element=Line.Tpx321840B0 terminal=1 mode=1 ppolar=no
New | Monitor. |  | Tpx321841B0 | _power | _voltage | element= | Line. | Tpx321841B0 | terminal=1 | mode=1 | ppolar=no | New Monitor.Tpx321841B0_power element=Line.Tpx321841B0 terminal=1 mode=1 ppolar=no | New Monitor.Tpx321841B0_voltage element=Line.Tpx321841B0 terminal=1 mode=1 ppolar=no
New | Monitor. | linhaPV_ | Tpx321845B0 | _power | _voltage | element= | Line. | Tpx321845B0 | terminal=1 | mode=1 | ppolar=no | New Monitor.linhaPV_Tpx321845B0_power element=Line.Tpx321845B0 terminal=1 mode=1 ppolar=no | New Monitor.linhaPV_Tpx321845B0_voltage element=Line.Tpx321845B0 terminal=1 mode=1 ppolar=no
New | Monitor. |  | Tpx321847B0 | _power | _voltage | element= | Line. | Tpx321847B0 | terminal=1 | mode=1 | ppolar=no | New Monitor.Tpx321847B0_power element=Line.Tpx321847B0 terminal=1 mode=1 ppolar=no | New Monitor.Tpx321847B0_voltage element=Line.Tpx321847B0 terminal=1 mode=1 ppolar=no
New | Monitor. |  | Tpx321848B0 | _power | _voltage | element= | Line. | Tpx321848B0 | terminal=1 | mode=1 | ppolar=no | New Monitor.Tpx321848B0_power element=Line.Tpx321848B0 terminal=1 mode=1 ppolar=no | New Monitor.Tpx321848B0_voltage element=Line.Tpx321848B0 terminal=1 mode=1 ppolar=no
New | Monitor. |  | Tpx321849B0 | _power | _voltage | element= | Line. | Tpx321849B0 | terminal=1 | mode=1 | ppolar=no | New Monitor.Tpx321849B0_power element=Line.Tpx321849B0 terminal=1 mode=1 ppolar=no | New Monitor.Tpx321849B0_voltage element=Line.Tpx321849B0 terminal=1 mode=1 ppolar=no
New | Monitor. |  | Tpx321851B0 | _power | _voltage | element= | Line. | Tpx321851B0 | terminal=1 | mode=1 | ppolar=no | New Monitor.Tpx321851B0_power element=Line.Tpx321851B0 terminal=1 mode=1 ppolar=no | New Monitor.Tpx321851B0_voltage element=Line.Tpx321851B0 terminal=1 mode=1 ppolar=no
New | Monitor. |  | Tpx321852C0 | _power | _voltage | element= | Line. | Tpx321852C0 | terminal=1 | mode=1 | ppolar=no | New Monitor.Tpx321852C0_power element=Line.Tpx321852C0 terminal=1 mode=1 ppolar=no | New Monitor.Tpx321852C0_voltage element=Line.Tpx321852C0 terminal=1 mode=1 ppolar=no
New | Monitor. | linhaPV_ | Tpx321853B0 | _power | _voltage | element= | Line. | Tpx321853B0 | terminal=1 | mode=1 | ppolar=no | New Monitor.linhaPV_Tpx321853B0_power element=Line.Tpx321853B0 terminal=1 mode=1 ppolar=no | New Monitor.linhaPV_Tpx321853B0_voltage element=Line.Tpx321853B0 terminal=1 mode=1 ppolar=no
New | Monitor. |  | Tpx321854B0 | _power | _voltage | element= | Line. | Tpx321854B0 | terminal=1 | mode=1 | ppolar=no | New Monitor.Tpx321854B0_power element=Line.Tpx321854B0 terminal=1 mode=1 ppolar=no | New Monitor.Tpx321854B0_voltage element=Line.Tpx321854B0 terminal=1 mode=1 ppolar=no
New | Monitor. |  | Tpx321855B0 | _power | _voltage | element= | Line. | Tpx321855B0 | terminal=1 | mode=1 | ppolar=no | New Monitor.Tpx321855B0_power element=Line.Tpx321855B0 terminal=1 mode=1 ppolar=no | New Monitor.Tpx321855B0_voltage element=Line.Tpx321855B0 terminal=1 mode=1 ppolar=no
New | Monitor. |  | Tpx321856B0 | _power | _voltage | element= | Line. | Tpx321856B0 | terminal=1 | mode=1 | ppolar=no | New Monitor.Tpx321856B0_power element=Line.Tpx321856B0 terminal=1 mode=1 ppolar=no | New Monitor.Tpx321856B0_voltage element=Line.Tpx321856B0 terminal=1 mode=1 ppolar=no
New | Monitor. |  | Tpx321858B0 | _power | _voltage | element= | Line. | Tpx321858B0 | terminal=1 | mode=1 | ppolar=no | New Monitor.Tpx321858B0_power element=Line.Tpx321858B0 terminal=1 mode=1 ppolar=no | New Monitor.Tpx321858B0_voltage element=Line.Tpx321858B0 terminal=1 mode=1 ppolar=no
New | Monitor. | linhaPV_ | Tpx321859B0 | _power | _voltage | element= | Line. | Tpx321859B0 | terminal=1 | mode=1 | ppolar=no | New Monitor.linhaPV_Tpx321859B0_power element=Line.Tpx321859B0 terminal=1 mode=1 ppolar=no | New Monitor.linhaPV_Tpx321859B0_voltage element=Line.Tpx321859B0 terminal=1 mode=1 ppolar=no
New | Monitor. | linhaPV_ | Tpx321860B0 | _power | _voltage | element= | Line. | Tpx321860B0 | terminal=1 | mode=1 | ppolar=no | New Monitor.linhaPV_Tpx321860B0_power element=Line.Tpx321860B0 terminal=1 mode=1 ppolar=no | New Monitor.linhaPV_Tpx321860B0_voltage element=Line.Tpx321860B0 terminal=1 mode=1 ppolar=no
New | Monitor. |  | Tpx321861C0 | _power | _voltage | element= | Line. | Tpx321861C0 | terminal=1 | mode=1 | ppolar=no | New Monitor.Tpx321861C0_power element=Line.Tpx321861C0 terminal=1 mode=1 ppolar=no | New Monitor.Tpx321861C0_voltage element=Line.Tpx321861C0 terminal=1 mode=1 ppolar=no
New | Monitor. |  | Tpx321874A0 | _power | _voltage | element= | Line. | Tpx321874A0 | terminal=1 | mode=1 | ppolar=no | New Monitor.Tpx321874A0_power element=Line.Tpx321874A0 terminal=1 mode=1 ppolar=no | New Monitor.Tpx321874A0_voltage element=Line.Tpx321874A0 terminal=1 mode=1 ppolar=no
New | Monitor. |  | Tpx321876A0 | _power | _voltage | element= | Line. | Tpx321876A0 | terminal=1 | mode=1 | ppolar=no | New Monitor.Tpx321876A0_power element=Line.Tpx321876A0 terminal=1 mode=1 ppolar=no | New Monitor.Tpx321876A0_voltage element=Line.Tpx321876A0 terminal=1 mode=1 ppolar=no
New | Monitor. |  | Tpx321877A0 | _power | _voltage | element= | Line. | Tpx321877A0 | terminal=1 | mode=1 | ppolar=no | New Monitor.Tpx321877A0_power element=Line.Tpx321877A0 terminal=1 mode=1 ppolar=no | New Monitor.Tpx321877A0_voltage element=Line.Tpx321877A0 terminal=1 mode=1 ppolar=no
New | Monitor. |  | Tpx321878A0 | _power | _voltage | element= | Line. | Tpx321878A0 | terminal=1 | mode=1 | ppolar=no | New Monitor.Tpx321878A0_power element=Line.Tpx321878A0 terminal=1 mode=1 ppolar=no | New Monitor.Tpx321878A0_voltage element=Line.Tpx321878A0 terminal=1 mode=1 ppolar=no
New | Monitor. |  | Tpx321880A0 | _power | _voltage | element= | Line. | Tpx321880A0 | terminal=1 | mode=1 | ppolar=no | New Monitor.Tpx321880A0_power element=Line.Tpx321880A0 terminal=1 mode=1 ppolar=no | New Monitor.Tpx321880A0_voltage element=Line.Tpx321880A0 terminal=1 mode=1 ppolar=no
New | Monitor. |  | Tpx321881A0 | _power | _voltage | element= | Line. | Tpx321881A0 | terminal=1 | mode=1 | ppolar=no | New Monitor.Tpx321881A0_power element=Line.Tpx321881A0 terminal=1 mode=1 ppolar=no | New Monitor.Tpx321881A0_voltage element=Line.Tpx321881A0 terminal=1 mode=1 ppolar=no
New | Monitor. | linhaPV_ | Tpx321882C0 | _power | _voltage | element= | Line. | Tpx321882C0 | terminal=1 | mode=1 | ppolar=no | New Monitor.linhaPV_Tpx321882C0_power element=Line.Tpx321882C0 terminal=1 mode=1 ppolar=no | New Monitor.linhaPV_Tpx321882C0_voltage element=Line.Tpx321882C0 terminal=1 mode=1 ppolar=no
New | Monitor. |  | Tpx321883C0 | _power | _voltage | element= | Line. | Tpx321883C0 | terminal=1 | mode=1 | ppolar=no | New Monitor.Tpx321883C0_power element=Line.Tpx321883C0 terminal=1 mode=1 ppolar=no | New Monitor.Tpx321883C0_voltage element=Line.Tpx321883C0 terminal=1 mode=1 ppolar=no
New | Monitor. | linhaPV_ | Tpx321884C0 | _power | _voltage | element= | Line. | Tpx321884C0 | terminal=1 | mode=1 | ppolar=no | New Monitor.linhaPV_Tpx321884C0_power element=Line.Tpx321884C0 terminal=1 mode=1 ppolar=no | New Monitor.linhaPV_Tpx321884C0_voltage element=Line.Tpx321884C0 terminal=1 mode=1 ppolar=no
New | Monitor. | linhaPV_ | Tpx321886C0 | _power | _voltage | element= | Line. | Tpx321886C0 | terminal=1 | mode=1 | ppolar=no | New Monitor.linhaPV_Tpx321886C0_power element=Line.Tpx321886C0 terminal=1 mode=1 ppolar=no | New Monitor.linhaPV_Tpx321886C0_voltage element=Line.Tpx321886C0 terminal=1 mode=1 ppolar=no
New | Monitor. |  | Tpx321887C0 | _power | _voltage | element= | Line. | Tpx321887C0 | terminal=1 | mode=1 | ppolar=no | New Monitor.Tpx321887C0_power element=Line.Tpx321887C0 terminal=1 mode=1 ppolar=no | New Monitor.Tpx321887C0_voltage element=Line.Tpx321887C0 terminal=1 mode=1 ppolar=no
New | Monitor. | linhaPV_ | Tpx321888C0 | _power | _voltage | element= | Line. | Tpx321888C0 | terminal=1 | mode=1 | ppolar=no | New Monitor.linhaPV_Tpx321888C0_power element=Line.Tpx321888C0 terminal=1 mode=1 ppolar=no | New Monitor.linhaPV_Tpx321888C0_voltage element=Line.Tpx321888C0 terminal=1 mode=1 ppolar=no
New | Monitor. | linhaPV_ | Tpx321890C0 | _power | _voltage | element= | Line. | Tpx321890C0 | terminal=1 | mode=1 | ppolar=no | New Monitor.linhaPV_Tpx321890C0_power element=Line.Tpx321890C0 terminal=1 mode=1 ppolar=no | New Monitor.linhaPV_Tpx321890C0_voltage element=Line.Tpx321890C0 terminal=1 mode=1 ppolar=no
New | Monitor. | linhaPV_ | Tpx321891C0 | _power | _voltage | element= | Line. | Tpx321891C0 | terminal=1 | mode=1 | ppolar=no | New Monitor.linhaPV_Tpx321891C0_power element=Line.Tpx321891C0 terminal=1 mode=1 ppolar=no | New Monitor.linhaPV_Tpx321891C0_voltage element=Line.Tpx321891C0 terminal=1 mode=1 ppolar=no
New | Monitor. | linhaPV_ | Tpx321892C0 | _power | _voltage | element= | Line. | Tpx321892C0 | terminal=1 | mode=1 | ppolar=no | New Monitor.linhaPV_Tpx321892C0_power element=Line.Tpx321892C0 terminal=1 mode=1 ppolar=no | New Monitor.linhaPV_Tpx321892C0_voltage element=Line.Tpx321892C0 terminal=1 mode=1 ppolar=no
New | Monitor. | linhaPV_ | Tpx321893C0 | _power | _voltage | element= | Line. | Tpx321893C0 | terminal=1 | mode=1 | ppolar=no | New Monitor.linhaPV_Tpx321893C0_power element=Line.Tpx321893C0 terminal=1 mode=1 ppolar=no | New Monitor.linhaPV_Tpx321893C0_voltage element=Line.Tpx321893C0 terminal=1 mode=1 ppolar=no
New | Monitor. |  | Tpx321894C0 | _power | _voltage | element= | Line. | Tpx321894C0 | terminal=1 | mode=1 | ppolar=no | New Monitor.Tpx321894C0_power element=Line.Tpx321894C0 terminal=1 mode=1 ppolar=no | New Monitor.Tpx321894C0_voltage element=Line.Tpx321894C0 terminal=1 mode=1 ppolar=no
New | Monitor. |  | Tpx323233B0 | _power | _voltage | element= | Line. | Tpx323233B0 | terminal=1 | mode=1 | ppolar=no | New Monitor.Tpx323233B0_power element=Line.Tpx323233B0 terminal=1 mode=1 ppolar=no | New Monitor.Tpx323233B0_voltage element=Line.Tpx323233B0 terminal=1 mode=1 ppolar=no
New | Monitor. | linhaPV_ | Tpx323234B0 | _power | _voltage | element= | Line. | Tpx323234B0 | terminal=1 | mode=1 | ppolar=no | New Monitor.linhaPV_Tpx323234B0_power element=Line.Tpx323234B0 terminal=1 mode=1 ppolar=no | New Monitor.linhaPV_Tpx323234B0_voltage element=Line.Tpx323234B0 terminal=1 mode=1 ppolar=no
New | Monitor. |  | Tpx323235B0 | _power | _voltage | element= | Line. | Tpx323235B0 | terminal=1 | mode=1 | ppolar=no | New Monitor.Tpx323235B0_power element=Line.Tpx323235B0 terminal=1 mode=1 ppolar=no | New Monitor.Tpx323235B0_voltage element=Line.Tpx323235B0 terminal=1 mode=1 ppolar=no
New | Monitor. | linhaPV_ | Tpx323236B0 | _power | _voltage | element= | Line. | Tpx323236B0 | terminal=1 | mode=1 | ppolar=no | New Monitor.linhaPV_Tpx323236B0_power element=Line.Tpx323236B0 terminal=1 mode=1 ppolar=no | New Monitor.linhaPV_Tpx323236B0_voltage element=Line.Tpx323236B0 terminal=1 mode=1 ppolar=no
New | Monitor. |  | Tpx323237B0 | _power | _voltage | element= | Line. | Tpx323237B0 | terminal=1 | mode=1 | ppolar=no | New Monitor.Tpx323237B0_power element=Line.Tpx323237B0 terminal=1 mode=1 ppolar=no | New Monitor.Tpx323237B0_voltage element=Line.Tpx323237B0 terminal=1 mode=1 ppolar=no
New | Monitor. |  | Tpx323241B0 | _power | _voltage | element= | Line. | Tpx323241B0 | terminal=1 | mode=1 | ppolar=no | New Monitor.Tpx323241B0_power element=Line.Tpx323241B0 terminal=1 mode=1 ppolar=no | New Monitor.Tpx323241B0_voltage element=Line.Tpx323241B0 terminal=1 mode=1 ppolar=no
New | Monitor. | linhaPV_ | Tpx323242B0 | _power | _voltage | element= | Line. | Tpx323242B0 | terminal=1 | mode=1 | ppolar=no | New Monitor.linhaPV_Tpx323242B0_power element=Line.Tpx323242B0 terminal=1 mode=1 ppolar=no | New Monitor.linhaPV_Tpx323242B0_voltage element=Line.Tpx323242B0 terminal=1 mode=1 ppolar=no
New | Monitor. |  | Tpx323243B0 | _power | _voltage | element= | Line. | Tpx323243B0 | terminal=1 | mode=1 | ppolar=no | New Monitor.Tpx323243B0_power element=Line.Tpx323243B0 terminal=1 mode=1 ppolar=no | New Monitor.Tpx323243B0_voltage element=Line.Tpx323243B0 terminal=1 mode=1 ppolar=no
New | Monitor. |  | Tpx323244B0 | _power | _voltage | element= | Line. | Tpx323244B0 | terminal=1 | mode=1 | ppolar=no | New Monitor.Tpx323244B0_power element=Line.Tpx323244B0 terminal=1 mode=1 ppolar=no | New Monitor.Tpx323244B0_voltage element=Line.Tpx323244B0 terminal=1 mode=1 ppolar=no
New | Monitor. |  | Tpx323245B0 | _power | _voltage | element= | Line. | Tpx323245B0 | terminal=1 | mode=1 | ppolar=no | New Monitor.Tpx323245B0_power element=Line.Tpx323245B0 terminal=1 mode=1 ppolar=no | New Monitor.Tpx323245B0_voltage element=Line.Tpx323245B0 terminal=1 mode=1 ppolar=no
New | Monitor. |  | Tpx323247B0 | _power | _voltage | element= | Line. | Tpx323247B0 | terminal=1 | mode=1 | ppolar=no | New Monitor.Tpx323247B0_power element=Line.Tpx323247B0 terminal=1 mode=1 ppolar=no | New Monitor.Tpx323247B0_voltage element=Line.Tpx323247B0 terminal=1 mode=1 ppolar=no
New | Monitor. |  | Tpx323248B0 | _power | _voltage | element= | Line. | Tpx323248B0 | terminal=1 | mode=1 | ppolar=no | New Monitor.Tpx323248B0_power element=Line.Tpx323248B0 terminal=1 mode=1 ppolar=no | New Monitor.Tpx323248B0_voltage element=Line.Tpx323248B0 terminal=1 mode=1 ppolar=no
New | Monitor. |  | Tpx323249B0 | _power | _voltage | element= | Line. | Tpx323249B0 | terminal=1 | mode=1 | ppolar=no | New Monitor.Tpx323249B0_power element=Line.Tpx323249B0 terminal=1 mode=1 ppolar=no | New Monitor.Tpx323249B0_voltage element=Line.Tpx323249B0 terminal=1 mode=1 ppolar=no
New | Monitor. |  | Tpx323250B0 | _power | _voltage | element= | Line. | Tpx323250B0 | terminal=1 | mode=1 | ppolar=no | New Monitor.Tpx323250B0_power element=Line.Tpx323250B0 terminal=1 mode=1 ppolar=no | New Monitor.Tpx323250B0_voltage element=Line.Tpx323250B0 terminal=1 mode=1 ppolar=no
New | Monitor. |  | Tpx323252B0 | _power | _voltage | element= | Line. | Tpx323252B0 | terminal=1 | mode=1 | ppolar=no | New Monitor.Tpx323252B0_power element=Line.Tpx323252B0 terminal=1 mode=1 ppolar=no | New Monitor.Tpx323252B0_voltage element=Line.Tpx323252B0 terminal=1 mode=1 ppolar=no
New | Monitor. | linhaPV_ | Tpx323253B0 | _power | _voltage | element= | Line. | Tpx323253B0 | terminal=1 | mode=1 | ppolar=no | New Monitor.linhaPV_Tpx323253B0_power element=Line.Tpx323253B0 terminal=1 mode=1 ppolar=no | New Monitor.linhaPV_Tpx323253B0_voltage element=Line.Tpx323253B0 terminal=1 mode=1 ppolar=no
New | Monitor. |  | Tpx323254B0 | _power | _voltage | element= | Line. | Tpx323254B0 | terminal=1 | mode=1 | ppolar=no | New Monitor.Tpx323254B0_power element=Line.Tpx323254B0 terminal=1 mode=1 ppolar=no | New Monitor.Tpx323254B0_voltage element=Line.Tpx323254B0 terminal=1 mode=1 ppolar=no
New | Monitor. |  | Tpx323255B0 | _power | _voltage | element= | Line. | Tpx323255B0 | terminal=1 | mode=1 | ppolar=no | New Monitor.Tpx323255B0_power element=Line.Tpx323255B0 terminal=1 mode=1 ppolar=no | New Monitor.Tpx323255B0_voltage element=Line.Tpx323255B0 terminal=1 mode=1 ppolar=no
New | Monitor. | linhaPV_ | Tpx323261B0 | _power | _voltage | element= | Line. | Tpx323261B0 | terminal=1 | mode=1 | ppolar=no | New Monitor.linhaPV_Tpx323261B0_power element=Line.Tpx323261B0 terminal=1 mode=1 ppolar=no | New Monitor.linhaPV_Tpx323261B0_voltage element=Line.Tpx323261B0 terminal=1 mode=1 ppolar=no
New | Monitor. | linhaPV_ | Tpx323263A0 | _power | _voltage | element= | Line. | Tpx323263A0 | terminal=1 | mode=1 | ppolar=no | New Monitor.linhaPV_Tpx323263A0_power element=Line.Tpx323263A0 terminal=1 mode=1 ppolar=no | New Monitor.linhaPV_Tpx323263A0_voltage element=Line.Tpx323263A0 terminal=1 mode=1 ppolar=no
New | Monitor. | linhaPV_ | Tpx323264B0 | _power | _voltage | element= | Line. | Tpx323264B0 | terminal=1 | mode=1 | ppolar=no | New Monitor.linhaPV_Tpx323264B0_power element=Line.Tpx323264B0 terminal=1 mode=1 ppolar=no | New Monitor.linhaPV_Tpx323264B0_voltage element=Line.Tpx323264B0 terminal=1 mode=1 ppolar=no
New | Monitor. | linhaPV_ | Tpx323265B0 | _power | _voltage | element= | Line. | Tpx323265B0 | terminal=1 | mode=1 | ppolar=no | New Monitor.linhaPV_Tpx323265B0_power element=Line.Tpx323265B0 terminal=1 mode=1 ppolar=no | New Monitor.linhaPV_Tpx323265B0_voltage element=Line.Tpx323265B0 terminal=1 mode=1 ppolar=no
New | Monitor. |  | Tpx323266B0 | _power | _voltage | element= | Line. | Tpx323266B0 | terminal=1 | mode=1 | ppolar=no | New Monitor.Tpx323266B0_power element=Line.Tpx323266B0 terminal=1 mode=1 ppolar=no | New Monitor.Tpx323266B0_voltage element=Line.Tpx323266B0 terminal=1 mode=1 ppolar=no
New | Monitor. | linhaPV_ | Tpx323267B0 | _power | _voltage | element= | Line. | Tpx323267B0 | terminal=1 | mode=1 | ppolar=no | New Monitor.linhaPV_Tpx323267B0_power element=Line.Tpx323267B0 terminal=1 mode=1 ppolar=no | New Monitor.linhaPV_Tpx323267B0_voltage element=Line.Tpx323267B0 terminal=1 mode=1 ppolar=no
New | Monitor. |  | Tpx323273B0 | _power | _voltage | element= | Line. | Tpx323273B0 | terminal=1 | mode=1 | ppolar=no | New Monitor.Tpx323273B0_power element=Line.Tpx323273B0 terminal=1 mode=1 ppolar=no | New Monitor.Tpx323273B0_voltage element=Line.Tpx323273B0 terminal=1 mode=1 ppolar=no
New | Monitor. |  | Tpx323274B0 | _power | _voltage | element= | Line. | Tpx323274B0 | terminal=1 | mode=1 | ppolar=no | New Monitor.Tpx323274B0_power element=Line.Tpx323274B0 terminal=1 mode=1 ppolar=no | New Monitor.Tpx323274B0_voltage element=Line.Tpx323274B0 terminal=1 mode=1 ppolar=no
New | Monitor. |  | Tpx323275B0 | _power | _voltage | element= | Line. | Tpx323275B0 | terminal=1 | mode=1 | ppolar=no | New Monitor.Tpx323275B0_power element=Line.Tpx323275B0 terminal=1 mode=1 ppolar=no | New Monitor.Tpx323275B0_voltage element=Line.Tpx323275B0 terminal=1 mode=1 ppolar=no
New | Monitor. |  | Tpx323277B0 | _power | _voltage | element= | Line. | Tpx323277B0 | terminal=1 | mode=1 | ppolar=no | New Monitor.Tpx323277B0_power element=Line.Tpx323277B0 terminal=1 mode=1 ppolar=no | New Monitor.Tpx323277B0_voltage element=Line.Tpx323277B0 terminal=1 mode=1 ppolar=no
New | Monitor. |  | Tpx323279B0 | _power | _voltage | element= | Line. | Tpx323279B0 | terminal=1 | mode=1 | ppolar=no | New Monitor.Tpx323279B0_power element=Line.Tpx323279B0 terminal=1 mode=1 ppolar=no | New Monitor.Tpx323279B0_voltage element=Line.Tpx323279B0 terminal=1 mode=1 ppolar=no
New | Monitor. |  | Tpx323280B0 | _power | _voltage | element= | Line. | Tpx323280B0 | terminal=1 | mode=1 | ppolar=no | New Monitor.Tpx323280B0_power element=Line.Tpx323280B0 terminal=1 mode=1 ppolar=no | New Monitor.Tpx323280B0_voltage element=Line.Tpx323280B0 terminal=1 mode=1 ppolar=no
New | Monitor. | linhaPV_ | Tpx323282B0 | _power | _voltage | element= | Line. | Tpx323282B0 | terminal=1 | mode=1 | ppolar=no | New Monitor.linhaPV_Tpx323282B0_power element=Line.Tpx323282B0 terminal=1 mode=1 ppolar=no | New Monitor.linhaPV_Tpx323282B0_voltage element=Line.Tpx323282B0 terminal=1 mode=1 ppolar=no
New | Monitor. | linhaPV_ | Tpx323283B0 | _power | _voltage | element= | Line. | Tpx323283B0 | terminal=1 | mode=1 | ppolar=no | New Monitor.linhaPV_Tpx323283B0_power element=Line.Tpx323283B0 terminal=1 mode=1 ppolar=no | New Monitor.linhaPV_Tpx323283B0_voltage element=Line.Tpx323283B0 terminal=1 mode=1 ppolar=no
New | Monitor. | linhaPV_ | Tpx323284B0 | _power | _voltage | element= | Line. | Tpx323284B0 | terminal=1 | mode=1 | ppolar=no | New Monitor.linhaPV_Tpx323284B0_power element=Line.Tpx323284B0 terminal=1 mode=1 ppolar=no | New Monitor.linhaPV_Tpx323284B0_voltage element=Line.Tpx323284B0 terminal=1 mode=1 ppolar=no
New | Monitor. |  | Tpx323285B0 | _power | _voltage | element= | Line. | Tpx323285B0 | terminal=1 | mode=1 | ppolar=no | New Monitor.Tpx323285B0_power element=Line.Tpx323285B0 terminal=1 mode=1 ppolar=no | New Monitor.Tpx323285B0_voltage element=Line.Tpx323285B0 terminal=1 mode=1 ppolar=no
New | Monitor. |  | Tpx323286B0 | _power | _voltage | element= | Line. | Tpx323286B0 | terminal=1 | mode=1 | ppolar=no | New Monitor.Tpx323286B0_power element=Line.Tpx323286B0 terminal=1 mode=1 ppolar=no | New Monitor.Tpx323286B0_voltage element=Line.Tpx323286B0 terminal=1 mode=1 ppolar=no
New | Monitor. |  | Tpx323287B0 | _power | _voltage | element= | Line. | Tpx323287B0 | terminal=1 | mode=1 | ppolar=no | New Monitor.Tpx323287B0_power element=Line.Tpx323287B0 terminal=1 mode=1 ppolar=no | New Monitor.Tpx323287B0_voltage element=Line.Tpx323287B0 terminal=1 mode=1 ppolar=no
New | Monitor. |  | Tpx323387B0 | _power | _voltage | element= | Line. | Tpx323387B0 | terminal=1 | mode=1 | ppolar=no | New Monitor.Tpx323387B0_power element=Line.Tpx323387B0 terminal=1 mode=1 ppolar=no | New Monitor.Tpx323387B0_voltage element=Line.Tpx323387B0 terminal=1 mode=1 ppolar=no
New | Monitor. | linhaPV_ | Tpx323388B0 | _power | _voltage | element= | Line. | Tpx323388B0 | terminal=1 | mode=1 | ppolar=no | New Monitor.linhaPV_Tpx323388B0_power element=Line.Tpx323388B0 terminal=1 mode=1 ppolar=no | New Monitor.linhaPV_Tpx323388B0_voltage element=Line.Tpx323388B0 terminal=1 mode=1 ppolar=no
New | Monitor. |  | Tpx323389B0 | _power | _voltage | element= | Line. | Tpx323389B0 | terminal=1 | mode=1 | ppolar=no | New Monitor.Tpx323389B0_power element=Line.Tpx323389B0 terminal=1 mode=1 ppolar=no | New Monitor.Tpx323389B0_voltage element=Line.Tpx323389B0 terminal=1 mode=1 ppolar=no
New | Monitor. | linhaPV_ | Tpx323391B0 | _power | _voltage | element= | Line. | Tpx323391B0 | terminal=1 | mode=1 | ppolar=no | New Monitor.linhaPV_Tpx323391B0_power element=Line.Tpx323391B0 terminal=1 mode=1 ppolar=no | New Monitor.linhaPV_Tpx323391B0_voltage element=Line.Tpx323391B0 terminal=1 mode=1 ppolar=no
New | Monitor. |  | Tpx323392B0 | _power | _voltage | element= | Line. | Tpx323392B0 | terminal=1 | mode=1 | ppolar=no | New Monitor.Tpx323392B0_power element=Line.Tpx323392B0 terminal=1 mode=1 ppolar=no | New Monitor.Tpx323392B0_voltage element=Line.Tpx323392B0 terminal=1 mode=1 ppolar=no
New | Monitor. | linhaPV_ | Tpx323394B0 | _power | _voltage | element= | Line. | Tpx323394B0 | terminal=1 | mode=1 | ppolar=no | New Monitor.linhaPV_Tpx323394B0_power element=Line.Tpx323394B0 terminal=1 mode=1 ppolar=no | New Monitor.linhaPV_Tpx323394B0_voltage element=Line.Tpx323394B0 terminal=1 mode=1 ppolar=no
New | Monitor. | linhaPV_ | Tpx323397B0 | _power | _voltage | element= | Line. | Tpx323397B0 | terminal=1 | mode=1 | ppolar=no | New Monitor.linhaPV_Tpx323397B0_power element=Line.Tpx323397B0 terminal=1 mode=1 ppolar=no | New Monitor.linhaPV_Tpx323397B0_voltage element=Line.Tpx323397B0 terminal=1 mode=1 ppolar=no
New | Monitor. |  | Tpx323398B0 | _power | _voltage | element= | Line. | Tpx323398B0 | terminal=1 | mode=1 | ppolar=no | New Monitor.Tpx323398B0_power element=Line.Tpx323398B0 terminal=1 mode=1 ppolar=no | New Monitor.Tpx323398B0_voltage element=Line.Tpx323398B0 terminal=1 mode=1 ppolar=no
New | Monitor. |  | Tpx323399B0 | _power | _voltage | element= | Line. | Tpx323399B0 | terminal=1 | mode=1 | ppolar=no | New Monitor.Tpx323399B0_power element=Line.Tpx323399B0 terminal=1 mode=1 ppolar=no | New Monitor.Tpx323399B0_voltage element=Line.Tpx323399B0 terminal=1 mode=1 ppolar=no
New | Monitor. |  | Tpx323400B0 | _power | _voltage | element= | Line. | Tpx323400B0 | terminal=1 | mode=1 | ppolar=no | New Monitor.Tpx323400B0_power element=Line.Tpx323400B0 terminal=1 mode=1 ppolar=no | New Monitor.Tpx323400B0_voltage element=Line.Tpx323400B0 terminal=1 mode=1 ppolar=no
New | Monitor. |  | Tpx323403B0 | _power | _voltage | element= | Line. | Tpx323403B0 | terminal=1 | mode=1 | ppolar=no | New Monitor.Tpx323403B0_power element=Line.Tpx323403B0 terminal=1 mode=1 ppolar=no | New Monitor.Tpx323403B0_voltage element=Line.Tpx323403B0 terminal=1 mode=1 ppolar=no
New | Monitor. |  | Tpx323418A0 | _power | _voltage | element= | Line. | Tpx323418A0 | terminal=1 | mode=1 | ppolar=no | New Monitor.Tpx323418A0_power element=Line.Tpx323418A0 terminal=1 mode=1 ppolar=no | New Monitor.Tpx323418A0_voltage element=Line.Tpx323418A0 terminal=1 mode=1 ppolar=no
New | Monitor. |  | Tpx325245B0 | _power | _voltage | element= | Line. | Tpx325245B0 | terminal=1 | mode=1 | ppolar=no | New Monitor.Tpx325245B0_power element=Line.Tpx325245B0 terminal=1 mode=1 ppolar=no | New Monitor.Tpx325245B0_voltage element=Line.Tpx325245B0 terminal=1 mode=1 ppolar=no
New | Monitor. |  | Tpx325472B0 | _power | _voltage | element= | Line. | Tpx325472B0 | terminal=1 | mode=1 | ppolar=no | New Monitor.Tpx325472B0_power element=Line.Tpx325472B0 terminal=1 mode=1 ppolar=no | New Monitor.Tpx325472B0_voltage element=Line.Tpx325472B0 terminal=1 mode=1 ppolar=no
New | Monitor. |  | Tpx325473B0 | _power | _voltage | element= | Line. | Tpx325473B0 | terminal=1 | mode=1 | ppolar=no | New Monitor.Tpx325473B0_power element=Line.Tpx325473B0 terminal=1 mode=1 ppolar=no | New Monitor.Tpx325473B0_voltage element=Line.Tpx325473B0 terminal=1 mode=1 ppolar=no
New | Monitor. |  | Tpx325474B0 | _power | _voltage | element= | Line. | Tpx325474B0 | terminal=1 | mode=1 | ppolar=no | New Monitor.Tpx325474B0_power element=Line.Tpx325474B0 terminal=1 mode=1 ppolar=no | New Monitor.Tpx325474B0_voltage element=Line.Tpx325474B0 terminal=1 mode=1 ppolar=no
New | Monitor. |  | Tpx328363B0 | _power | _voltage | element= | Line. | Tpx328363B0 | terminal=1 | mode=1 | ppolar=no | New Monitor.Tpx328363B0_power element=Line.Tpx328363B0 terminal=1 mode=1 ppolar=no | New Monitor.Tpx328363B0_voltage element=Line.Tpx328363B0 terminal=1 mode=1 ppolar=no
New | Monitor. | linhaPV_ | Tpx328364C0 | _power | _voltage | element= | Line. | Tpx328364C0 | terminal=1 | mode=1 | ppolar=no | New Monitor.linhaPV_Tpx328364C0_power element=Line.Tpx328364C0 terminal=1 mode=1 ppolar=no | New Monitor.linhaPV_Tpx328364C0_voltage element=Line.Tpx328364C0 terminal=1 mode=1 ppolar=no
New | Monitor. |  | Tpx328365B0 | _power | _voltage | element= | Line. | Tpx328365B0 | terminal=1 | mode=1 | ppolar=no | New Monitor.Tpx328365B0_power element=Line.Tpx328365B0 terminal=1 mode=1 ppolar=no | New Monitor.Tpx328365B0_voltage element=Line.Tpx328365B0 terminal=1 mode=1 ppolar=no
New | Monitor. |  | Tpx328367C0 | _power | _voltage | element= | Line. | Tpx328367C0 | terminal=1 | mode=1 | ppolar=no | New Monitor.Tpx328367C0_power element=Line.Tpx328367C0 terminal=1 mode=1 ppolar=no | New Monitor.Tpx328367C0_voltage element=Line.Tpx328367C0 terminal=1 mode=1 ppolar=no
New | Monitor. |  | Tpx330121B0 | _power | _voltage | element= | Line. | Tpx330121B0 | terminal=1 | mode=1 | ppolar=no | New Monitor.Tpx330121B0_power element=Line.Tpx330121B0 terminal=1 mode=1 ppolar=no | New Monitor.Tpx330121B0_voltage element=Line.Tpx330121B0 terminal=1 mode=1 ppolar=no
New | Monitor. |  | Tpx330122B0 | _power | _voltage | element= | Line. | Tpx330122B0 | terminal=1 | mode=1 | ppolar=no | New Monitor.Tpx330122B0_power element=Line.Tpx330122B0 terminal=1 mode=1 ppolar=no | New Monitor.Tpx330122B0_voltage element=Line.Tpx330122B0 terminal=1 mode=1 ppolar=no
New | Monitor. | linhaPV_ | Tpx337614B0 | _power | _voltage | element= | Line. | Tpx337614B0 | terminal=1 | mode=1 | ppolar=no | New Monitor.linhaPV_Tpx337614B0_power element=Line.Tpx337614B0 terminal=1 mode=1 ppolar=no | New Monitor.linhaPV_Tpx337614B0_voltage element=Line.Tpx337614B0 terminal=1 mode=1 ppolar=no
New | Monitor. | linhaPV_ | Tpx337619A0 | _power | _voltage | element= | Line. | Tpx337619A0 | terminal=1 | mode=1 | ppolar=no | New Monitor.linhaPV_Tpx337619A0_power element=Line.Tpx337619A0 terminal=1 mode=1 ppolar=no | New Monitor.linhaPV_Tpx337619A0_voltage element=Line.Tpx337619A0 terminal=1 mode=1 ppolar=no
New | Monitor. | linhaPV_ | Tpx337619B0 | _power | _voltage | element= | Line. | Tpx337619B0 | terminal=1 | mode=1 | ppolar=no | New Monitor.linhaPV_Tpx337619B0_power element=Line.Tpx337619B0 terminal=1 mode=1 ppolar=no | New Monitor.linhaPV_Tpx337619B0_voltage element=Line.Tpx337619B0 terminal=1 mode=1 ppolar=no
New | Monitor. | linhaPV_ | Tpx337619C0 | _power | _voltage | element= | Line. | Tpx337619C0 | terminal=1 | mode=1 | ppolar=no | New Monitor.linhaPV_Tpx337619C0_power element=Line.Tpx337619C0 terminal=1 mode=1 ppolar=no | New Monitor.linhaPV_Tpx337619C0_voltage element=Line.Tpx337619C0 terminal=1 mode=1 ppolar=no
New | Monitor. |  | Tpx337623C0 | _power | _voltage | element= | Line. | Tpx337623C0 | terminal=1 | mode=1 | ppolar=no | New Monitor.Tpx337623C0_power element=Line.Tpx337623C0 terminal=1 mode=1 ppolar=no | New Monitor.Tpx337623C0_voltage element=Line.Tpx337623C0 terminal=1 mode=1 ppolar=no
New | Monitor. |  | Tpx337624C0 | _power | _voltage | element= | Line. | Tpx337624C0 | terminal=1 | mode=1 | ppolar=no | New Monitor.Tpx337624C0_power element=Line.Tpx337624C0 terminal=1 mode=1 ppolar=no | New Monitor.Tpx337624C0_voltage element=Line.Tpx337624C0 terminal=1 mode=1 ppolar=no
New | Monitor. |  | Tpx337625C0 | _power | _voltage | element= | Line. | Tpx337625C0 | terminal=1 | mode=1 | ppolar=no | New Monitor.Tpx337625C0_power element=Line.Tpx337625C0 terminal=1 mode=1 ppolar=no | New Monitor.Tpx337625C0_voltage element=Line.Tpx337625C0 terminal=1 mode=1 ppolar=no
New | Monitor. | linhaPV_ | Tpx337626C0 | _power | _voltage | element= | Line. | Tpx337626C0 | terminal=1 | mode=1 | ppolar=no | New Monitor.linhaPV_Tpx337626C0_power element=Line.Tpx337626C0 terminal=1 mode=1 ppolar=no | New Monitor.linhaPV_Tpx337626C0_voltage element=Line.Tpx337626C0 terminal=1 mode=1 ppolar=no
New | Monitor. |  | Tpx337627C0 | _power | _voltage | element= | Line. | Tpx337627C0 | terminal=1 | mode=1 | ppolar=no | New Monitor.Tpx337627C0_power element=Line.Tpx337627C0 terminal=1 mode=1 ppolar=no | New Monitor.Tpx337627C0_voltage element=Line.Tpx337627C0 terminal=1 mode=1 ppolar=no
New | Monitor. | linhaPV_ | Tpx337628C0 | _power | _voltage | element= | Line. | Tpx337628C0 | terminal=1 | mode=1 | ppolar=no | New Monitor.linhaPV_Tpx337628C0_power element=Line.Tpx337628C0 terminal=1 mode=1 ppolar=no | New Monitor.linhaPV_Tpx337628C0_voltage element=Line.Tpx337628C0 terminal=1 mode=1 ppolar=no
New | Monitor. | linhaPV_ | Tpx337629C0 | _power | _voltage | element= | Line. | Tpx337629C0 | terminal=1 | mode=1 | ppolar=no | New Monitor.linhaPV_Tpx337629C0_power element=Line.Tpx337629C0 terminal=1 mode=1 ppolar=no | New Monitor.linhaPV_Tpx337629C0_voltage element=Line.Tpx337629C0 terminal=1 mode=1 ppolar=no
New | Monitor. |  | Tpx337630C0 | _power | _voltage | element= | Line. | Tpx337630C0 | terminal=1 | mode=1 | ppolar=no | New Monitor.Tpx337630C0_power element=Line.Tpx337630C0 terminal=1 mode=1 ppolar=no | New Monitor.Tpx337630C0_voltage element=Line.Tpx337630C0 terminal=1 mode=1 ppolar=no
New | Monitor. |  | Tpx337631C0 | _power | _voltage | element= | Line. | Tpx337631C0 | terminal=1 | mode=1 | ppolar=no | New Monitor.Tpx337631C0_power element=Line.Tpx337631C0 terminal=1 mode=1 ppolar=no | New Monitor.Tpx337631C0_voltage element=Line.Tpx337631C0 terminal=1 mode=1 ppolar=no
New | Monitor. |  | Tpx337632C0 | _power | _voltage | element= | Line. | Tpx337632C0 | terminal=1 | mode=1 | ppolar=no | New Monitor.Tpx337632C0_power element=Line.Tpx337632C0 terminal=1 mode=1 ppolar=no | New Monitor.Tpx337632C0_voltage element=Line.Tpx337632C0 terminal=1 mode=1 ppolar=no
New | Monitor. |  | Tpx337633C0 | _power | _voltage | element= | Line. | Tpx337633C0 | terminal=1 | mode=1 | ppolar=no | New Monitor.Tpx337633C0_power element=Line.Tpx337633C0 terminal=1 mode=1 ppolar=no | New Monitor.Tpx337633C0_voltage element=Line.Tpx337633C0 terminal=1 mode=1 ppolar=no
New | Monitor. | linhaPV_ | Tpx337634C0 | _power | _voltage | element= | Line. | Tpx337634C0 | terminal=1 | mode=1 | ppolar=no | New Monitor.linhaPV_Tpx337634C0_power element=Line.Tpx337634C0 terminal=1 mode=1 ppolar=no | New Monitor.linhaPV_Tpx337634C0_voltage element=Line.Tpx337634C0 terminal=1 mode=1 ppolar=no
New | Monitor. |  | Tpx337635C0 | _power | _voltage | element= | Line. | Tpx337635C0 | terminal=1 | mode=1 | ppolar=no | New Monitor.Tpx337635C0_power element=Line.Tpx337635C0 terminal=1 mode=1 ppolar=no | New Monitor.Tpx337635C0_voltage element=Line.Tpx337635C0 terminal=1 mode=1 ppolar=no
New | Monitor. | linhaPV_ | Tpx337636C0 | _power | _voltage | element= | Line. | Tpx337636C0 | terminal=1 | mode=1 | ppolar=no | New Monitor.linhaPV_Tpx337636C0_power element=Line.Tpx337636C0 terminal=1 mode=1 ppolar=no | New Monitor.linhaPV_Tpx337636C0_voltage element=Line.Tpx337636C0 terminal=1 mode=1 ppolar=no
New | Monitor. |  | Tpx337641C0 | _power | _voltage | element= | Line. | Tpx337641C0 | terminal=1 | mode=1 | ppolar=no | New Monitor.Tpx337641C0_power element=Line.Tpx337641C0 terminal=1 mode=1 ppolar=no | New Monitor.Tpx337641C0_voltage element=Line.Tpx337641C0 terminal=1 mode=1 ppolar=no
New | Monitor. | linhaPV_ | Tpx337642C0 | _power | _voltage | element= | Line. | Tpx337642C0 | terminal=1 | mode=1 | ppolar=no | New Monitor.linhaPV_Tpx337642C0_power element=Line.Tpx337642C0 terminal=1 mode=1 ppolar=no | New Monitor.linhaPV_Tpx337642C0_voltage element=Line.Tpx337642C0 terminal=1 mode=1 ppolar=no
New | Monitor. |  | Tpx337643C0 | _power | _voltage | element= | Line. | Tpx337643C0 | terminal=1 | mode=1 | ppolar=no | New Monitor.Tpx337643C0_power element=Line.Tpx337643C0 terminal=1 mode=1 ppolar=no | New Monitor.Tpx337643C0_voltage element=Line.Tpx337643C0 terminal=1 mode=1 ppolar=no
New | Monitor. |  | Tpx337645B0 | _power | _voltage | element= | Line. | Tpx337645B0 | terminal=1 | mode=1 | ppolar=no | New Monitor.Tpx337645B0_power element=Line.Tpx337645B0 terminal=1 mode=1 ppolar=no | New Monitor.Tpx337645B0_voltage element=Line.Tpx337645B0 terminal=1 mode=1 ppolar=no
New | Monitor. | linhaPV_ | Tpx337646B0 | _power | _voltage | element= | Line. | Tpx337646B0 | terminal=1 | mode=1 | ppolar=no | New Monitor.linhaPV_Tpx337646B0_power element=Line.Tpx337646B0 terminal=1 mode=1 ppolar=no | New Monitor.linhaPV_Tpx337646B0_voltage element=Line.Tpx337646B0 terminal=1 mode=1 ppolar=no
New | Monitor. | linhaPV_ | Tpx337647A0 | _power | _voltage | element= | Line. | Tpx337647A0 | terminal=1 | mode=1 | ppolar=no | New Monitor.linhaPV_Tpx337647A0_power element=Line.Tpx337647A0 terminal=1 mode=1 ppolar=no | New Monitor.linhaPV_Tpx337647A0_voltage element=Line.Tpx337647A0 terminal=1 mode=1 ppolar=no
New | Monitor. | linhaPV_ | Tpx337648B0 | _power | _voltage | element= | Line. | Tpx337648B0 | terminal=1 | mode=1 | ppolar=no | New Monitor.linhaPV_Tpx337648B0_power element=Line.Tpx337648B0 terminal=1 mode=1 ppolar=no | New Monitor.linhaPV_Tpx337648B0_voltage element=Line.Tpx337648B0 terminal=1 mode=1 ppolar=no
New | Monitor. |  | Tpx337650A0 | _power | _voltage | element= | Line. | Tpx337650A0 | terminal=1 | mode=1 | ppolar=no | New Monitor.Tpx337650A0_power element=Line.Tpx337650A0 terminal=1 mode=1 ppolar=no | New Monitor.Tpx337650A0_voltage element=Line.Tpx337650A0 terminal=1 mode=1 ppolar=no
New | Monitor. |  | Tpx337652B0 | _power | _voltage | element= | Line. | Tpx337652B0 | terminal=1 | mode=1 | ppolar=no | New Monitor.Tpx337652B0_power element=Line.Tpx337652B0 terminal=1 mode=1 ppolar=no | New Monitor.Tpx337652B0_voltage element=Line.Tpx337652B0 terminal=1 mode=1 ppolar=no
New | Monitor. |  | Tpx337653B0 | _power | _voltage | element= | Line. | Tpx337653B0 | terminal=1 | mode=1 | ppolar=no | New Monitor.Tpx337653B0_power element=Line.Tpx337653B0 terminal=1 mode=1 ppolar=no | New Monitor.Tpx337653B0_voltage element=Line.Tpx337653B0 terminal=1 mode=1 ppolar=no
New | Monitor. |  | Tpx337654C0 | _power | _voltage | element= | Line. | Tpx337654C0 | terminal=1 | mode=1 | ppolar=no | New Monitor.Tpx337654C0_power element=Line.Tpx337654C0 terminal=1 mode=1 ppolar=no | New Monitor.Tpx337654C0_voltage element=Line.Tpx337654C0 terminal=1 mode=1 ppolar=no
New | Monitor. |  | Tpx337655C0 | _power | _voltage | element= | Line. | Tpx337655C0 | terminal=1 | mode=1 | ppolar=no | New Monitor.Tpx337655C0_power element=Line.Tpx337655C0 terminal=1 mode=1 ppolar=no | New Monitor.Tpx337655C0_voltage element=Line.Tpx337655C0 terminal=1 mode=1 ppolar=no
New | Monitor. | linhaPV_ | Tpx337659C0 | _power | _voltage | element= | Line. | Tpx337659C0 | terminal=1 | mode=1 | ppolar=no | New Monitor.linhaPV_Tpx337659C0_power element=Line.Tpx337659C0 terminal=1 mode=1 ppolar=no | New Monitor.linhaPV_Tpx337659C0_voltage element=Line.Tpx337659C0 terminal=1 mode=1 ppolar=no
New | Monitor. | linhaPV_ | Tpx337660C0 | _power | _voltage | element= | Line. | Tpx337660C0 | terminal=1 | mode=1 | ppolar=no | New Monitor.linhaPV_Tpx337660C0_power element=Line.Tpx337660C0 terminal=1 mode=1 ppolar=no | New Monitor.linhaPV_Tpx337660C0_voltage element=Line.Tpx337660C0 terminal=1 mode=1 ppolar=no
New | Monitor. | linhaPV_ | Tpx337661B0 | _power | _voltage | element= | Line. | Tpx337661B0 | terminal=1 | mode=1 | ppolar=no | New Monitor.linhaPV_Tpx337661B0_power element=Line.Tpx337661B0 terminal=1 mode=1 ppolar=no | New Monitor.linhaPV_Tpx337661B0_voltage element=Line.Tpx337661B0 terminal=1 mode=1 ppolar=no
New | Monitor. |  | Tpx337665B0 | _power | _voltage | element= | Line. | Tpx337665B0 | terminal=1 | mode=1 | ppolar=no | New Monitor.Tpx337665B0_power element=Line.Tpx337665B0 terminal=1 mode=1 ppolar=no | New Monitor.Tpx337665B0_voltage element=Line.Tpx337665B0 terminal=1 mode=1 ppolar=no
New | Monitor. | linhaPV_ | Tpx337666B0 | _power | _voltage | element= | Line. | Tpx337666B0 | terminal=1 | mode=1 | ppolar=no | New Monitor.linhaPV_Tpx337666B0_power element=Line.Tpx337666B0 terminal=1 mode=1 ppolar=no | New Monitor.linhaPV_Tpx337666B0_voltage element=Line.Tpx337666B0 terminal=1 mode=1 ppolar=no
New | Monitor. |  | Tpx337668B0 | _power | _voltage | element= | Line. | Tpx337668B0 | terminal=1 | mode=1 | ppolar=no | New Monitor.Tpx337668B0_power element=Line.Tpx337668B0 terminal=1 mode=1 ppolar=no | New Monitor.Tpx337668B0_voltage element=Line.Tpx337668B0 terminal=1 mode=1 ppolar=no
New | Monitor. | linhaPV_ | Tpx337669A0 | _power | _voltage | element= | Line. | Tpx337669A0 | terminal=1 | mode=1 | ppolar=no | New Monitor.linhaPV_Tpx337669A0_power element=Line.Tpx337669A0 terminal=1 mode=1 ppolar=no | New Monitor.linhaPV_Tpx337669A0_voltage element=Line.Tpx337669A0 terminal=1 mode=1 ppolar=no
New | Monitor. |  | Tpx337671A0 | _power | _voltage | element= | Line. | Tpx337671A0 | terminal=1 | mode=1 | ppolar=no | New Monitor.Tpx337671A0_power element=Line.Tpx337671A0 terminal=1 mode=1 ppolar=no | New Monitor.Tpx337671A0_voltage element=Line.Tpx337671A0 terminal=1 mode=1 ppolar=no
New | Monitor. |  | Tpx337672B0 | _power | _voltage | element= | Line. | Tpx337672B0 | terminal=1 | mode=1 | ppolar=no | New Monitor.Tpx337672B0_power element=Line.Tpx337672B0 terminal=1 mode=1 ppolar=no | New Monitor.Tpx337672B0_voltage element=Line.Tpx337672B0 terminal=1 mode=1 ppolar=no
New | Monitor. | linhaPV_ | Tpx337673A0 | _power | _voltage | element= | Line. | Tpx337673A0 | terminal=1 | mode=1 | ppolar=no | New Monitor.linhaPV_Tpx337673A0_power element=Line.Tpx337673A0 terminal=1 mode=1 ppolar=no | New Monitor.linhaPV_Tpx337673A0_voltage element=Line.Tpx337673A0 terminal=1 mode=1 ppolar=no
New | Monitor. |  | Tpx337674A0 | _power | _voltage | element= | Line. | Tpx337674A0 | terminal=1 | mode=1 | ppolar=no | New Monitor.Tpx337674A0_power element=Line.Tpx337674A0 terminal=1 mode=1 ppolar=no | New Monitor.Tpx337674A0_voltage element=Line.Tpx337674A0 terminal=1 mode=1 ppolar=no
New | Monitor. | linhaPV_ | Tpx337675A0 | _power | _voltage | element= | Line. | Tpx337675A0 | terminal=1 | mode=1 | ppolar=no | New Monitor.linhaPV_Tpx337675A0_power element=Line.Tpx337675A0 terminal=1 mode=1 ppolar=no | New Monitor.linhaPV_Tpx337675A0_voltage element=Line.Tpx337675A0 terminal=1 mode=1 ppolar=no
New | Monitor. |  | Tpx337676A0 | _power | _voltage | element= | Line. | Tpx337676A0 | terminal=1 | mode=1 | ppolar=no | New Monitor.Tpx337676A0_power element=Line.Tpx337676A0 terminal=1 mode=1 ppolar=no | New Monitor.Tpx337676A0_voltage element=Line.Tpx337676A0 terminal=1 mode=1 ppolar=no
New | Monitor. | linhaPV_ | Tpx337677A0 | _power | _voltage | element= | Line. | Tpx337677A0 | terminal=1 | mode=1 | ppolar=no | New Monitor.linhaPV_Tpx337677A0_power element=Line.Tpx337677A0 terminal=1 mode=1 ppolar=no | New Monitor.linhaPV_Tpx337677A0_voltage element=Line.Tpx337677A0 terminal=1 mode=1 ppolar=no
New | Monitor. |  | Tpx337678A0 | _power | _voltage | element= | Line. | Tpx337678A0 | terminal=1 | mode=1 | ppolar=no | New Monitor.Tpx337678A0_power element=Line.Tpx337678A0 terminal=1 mode=1 ppolar=no | New Monitor.Tpx337678A0_voltage element=Line.Tpx337678A0 terminal=1 mode=1 ppolar=no
New | Monitor. |  | Tpx337679A0 | _power | _voltage | element= | Line. | Tpx337679A0 | terminal=1 | mode=1 | ppolar=no | New Monitor.Tpx337679A0_power element=Line.Tpx337679A0 terminal=1 mode=1 ppolar=no | New Monitor.Tpx337679A0_voltage element=Line.Tpx337679A0 terminal=1 mode=1 ppolar=no
New | Monitor. |  | Tpx337684A0 | _power | _voltage | element= | Line. | Tpx337684A0 | terminal=1 | mode=1 | ppolar=no | New Monitor.Tpx337684A0_power element=Line.Tpx337684A0 terminal=1 mode=1 ppolar=no | New Monitor.Tpx337684A0_voltage element=Line.Tpx337684A0 terminal=1 mode=1 ppolar=no
New | Monitor. |  | Tpx337687B0 | _power | _voltage | element= | Line. | Tpx337687B0 | terminal=1 | mode=1 | ppolar=no | New Monitor.Tpx337687B0_power element=Line.Tpx337687B0 terminal=1 mode=1 ppolar=no | New Monitor.Tpx337687B0_voltage element=Line.Tpx337687B0 terminal=1 mode=1 ppolar=no
New | Monitor. |  | Tpx337688B0 | _power | _voltage | element= | Line. | Tpx337688B0 | terminal=1 | mode=1 | ppolar=no | New Monitor.Tpx337688B0_power element=Line.Tpx337688B0 terminal=1 mode=1 ppolar=no | New Monitor.Tpx337688B0_voltage element=Line.Tpx337688B0 terminal=1 mode=1 ppolar=no
New | Monitor. | linhaPV_ | Tpx337689B0 | _power | _voltage | element= | Line. | Tpx337689B0 | terminal=1 | mode=1 | ppolar=no | New Monitor.linhaPV_Tpx337689B0_power element=Line.Tpx337689B0 terminal=1 mode=1 ppolar=no | New Monitor.linhaPV_Tpx337689B0_voltage element=Line.Tpx337689B0 terminal=1 mode=1 ppolar=no
New | Monitor. | linhaPV_ | Tpx337690B0 | _power | _voltage | element= | Line. | Tpx337690B0 | terminal=1 | mode=1 | ppolar=no | New Monitor.linhaPV_Tpx337690B0_power element=Line.Tpx337690B0 terminal=1 mode=1 ppolar=no | New Monitor.linhaPV_Tpx337690B0_voltage element=Line.Tpx337690B0 terminal=1 mode=1 ppolar=no
New | Monitor. |  | Tpx337691B0 | _power | _voltage | element= | Line. | Tpx337691B0 | terminal=1 | mode=1 | ppolar=no | New Monitor.Tpx337691B0_power element=Line.Tpx337691B0 terminal=1 mode=1 ppolar=no | New Monitor.Tpx337691B0_voltage element=Line.Tpx337691B0 terminal=1 mode=1 ppolar=no
New | Monitor. |  | Tpx337692B0 | _power | _voltage | element= | Line. | Tpx337692B0 | terminal=1 | mode=1 | ppolar=no | New Monitor.Tpx337692B0_power element=Line.Tpx337692B0 terminal=1 mode=1 ppolar=no | New Monitor.Tpx337692B0_voltage element=Line.Tpx337692B0 terminal=1 mode=1 ppolar=no
New | Monitor. |  | Tpx337693B0 | _power | _voltage | element= | Line. | Tpx337693B0 | terminal=1 | mode=1 | ppolar=no | New Monitor.Tpx337693B0_power element=Line.Tpx337693B0 terminal=1 mode=1 ppolar=no | New Monitor.Tpx337693B0_voltage element=Line.Tpx337693B0 terminal=1 mode=1 ppolar=no
New | Monitor. |  | Tpx337694B0 | _power | _voltage | element= | Line. | Tpx337694B0 | terminal=1 | mode=1 | ppolar=no | New Monitor.Tpx337694B0_power element=Line.Tpx337694B0 terminal=1 mode=1 ppolar=no | New Monitor.Tpx337694B0_voltage element=Line.Tpx337694B0 terminal=1 mode=1 ppolar=no
New | Monitor. |  | Tpx337695B0 | _power | _voltage | element= | Line. | Tpx337695B0 | terminal=1 | mode=1 | ppolar=no | New Monitor.Tpx337695B0_power element=Line.Tpx337695B0 terminal=1 mode=1 ppolar=no | New Monitor.Tpx337695B0_voltage element=Line.Tpx337695B0 terminal=1 mode=1 ppolar=no
New | Monitor. |  | Tpx337696B0 | _power | _voltage | element= | Line. | Tpx337696B0 | terminal=1 | mode=1 | ppolar=no | New Monitor.Tpx337696B0_power element=Line.Tpx337696B0 terminal=1 mode=1 ppolar=no | New Monitor.Tpx337696B0_voltage element=Line.Tpx337696B0 terminal=1 mode=1 ppolar=no
New | Monitor. | linhaPV_ | Tpx337697B0 | _power | _voltage | element= | Line. | Tpx337697B0 | terminal=1 | mode=1 | ppolar=no | New Monitor.linhaPV_Tpx337697B0_power element=Line.Tpx337697B0 terminal=1 mode=1 ppolar=no | New Monitor.linhaPV_Tpx337697B0_voltage element=Line.Tpx337697B0 terminal=1 mode=1 ppolar=no
New | Monitor. |  | Tpx337698B0 | _power | _voltage | element= | Line. | Tpx337698B0 | terminal=1 | mode=1 | ppolar=no | New Monitor.Tpx337698B0_power element=Line.Tpx337698B0 terminal=1 mode=1 ppolar=no | New Monitor.Tpx337698B0_voltage element=Line.Tpx337698B0 terminal=1 mode=1 ppolar=no
New | Monitor. |  | Tpx337699B0 | _power | _voltage | element= | Line. | Tpx337699B0 | terminal=1 | mode=1 | ppolar=no | New Monitor.Tpx337699B0_power element=Line.Tpx337699B0 terminal=1 mode=1 ppolar=no | New Monitor.Tpx337699B0_voltage element=Line.Tpx337699B0 terminal=1 mode=1 ppolar=no
New | Monitor. | linhaPV_ | Tpx337700B0 | _power | _voltage | element= | Line. | Tpx337700B0 | terminal=1 | mode=1 | ppolar=no | New Monitor.linhaPV_Tpx337700B0_power element=Line.Tpx337700B0 terminal=1 mode=1 ppolar=no | New Monitor.linhaPV_Tpx337700B0_voltage element=Line.Tpx337700B0 terminal=1 mode=1 ppolar=no
New | Monitor. |  | Tpx337701B0 | _power | _voltage | element= | Line. | Tpx337701B0 | terminal=1 | mode=1 | ppolar=no | New Monitor.Tpx337701B0_power element=Line.Tpx337701B0 terminal=1 mode=1 ppolar=no | New Monitor.Tpx337701B0_voltage element=Line.Tpx337701B0 terminal=1 mode=1 ppolar=no
New | Monitor. |  | Tpx337702B0 | _power | _voltage | element= | Line. | Tpx337702B0 | terminal=1 | mode=1 | ppolar=no | New Monitor.Tpx337702B0_power element=Line.Tpx337702B0 terminal=1 mode=1 ppolar=no | New Monitor.Tpx337702B0_voltage element=Line.Tpx337702B0 terminal=1 mode=1 ppolar=no
New | Monitor. |  | Tpx337703B0 | _power | _voltage | element= | Line. | Tpx337703B0 | terminal=1 | mode=1 | ppolar=no | New Monitor.Tpx337703B0_power element=Line.Tpx337703B0 terminal=1 mode=1 ppolar=no | New Monitor.Tpx337703B0_voltage element=Line.Tpx337703B0 terminal=1 mode=1 ppolar=no
New | Monitor. | linhaPV_ | Tpx337704B0 | _power | _voltage | element= | Line. | Tpx337704B0 | terminal=1 | mode=1 | ppolar=no | New Monitor.linhaPV_Tpx337704B0_power element=Line.Tpx337704B0 terminal=1 mode=1 ppolar=no | New Monitor.linhaPV_Tpx337704B0_voltage element=Line.Tpx337704B0 terminal=1 mode=1 ppolar=no
New | Monitor. |  | Tpx337705B0 | _power | _voltage | element= | Line. | Tpx337705B0 | terminal=1 | mode=1 | ppolar=no | New Monitor.Tpx337705B0_power element=Line.Tpx337705B0 terminal=1 mode=1 ppolar=no | New Monitor.Tpx337705B0_voltage element=Line.Tpx337705B0 terminal=1 mode=1 ppolar=no
New | Monitor. |  | Tpx337706B0 | _power | _voltage | element= | Line. | Tpx337706B0 | terminal=1 | mode=1 | ppolar=no | New Monitor.Tpx337706B0_power element=Line.Tpx337706B0 terminal=1 mode=1 ppolar=no | New Monitor.Tpx337706B0_voltage element=Line.Tpx337706B0 terminal=1 mode=1 ppolar=no
New | Monitor. | linhaPV_ | Tpx337707B0 | _power | _voltage | element= | Line. | Tpx337707B0 | terminal=1 | mode=1 | ppolar=no | New Monitor.linhaPV_Tpx337707B0_power element=Line.Tpx337707B0 terminal=1 mode=1 ppolar=no | New Monitor.linhaPV_Tpx337707B0_voltage element=Line.Tpx337707B0 terminal=1 mode=1 ppolar=no
New | Monitor. |  | Tpx337708B0 | _power | _voltage | element= | Line. | Tpx337708B0 | terminal=1 | mode=1 | ppolar=no | New Monitor.Tpx337708B0_power element=Line.Tpx337708B0 terminal=1 mode=1 ppolar=no | New Monitor.Tpx337708B0_voltage element=Line.Tpx337708B0 terminal=1 mode=1 ppolar=no
New | Monitor. |  | Tpx337709B0 | _power | _voltage | element= | Line. | Tpx337709B0 | terminal=1 | mode=1 | ppolar=no | New Monitor.Tpx337709B0_power element=Line.Tpx337709B0 terminal=1 mode=1 ppolar=no | New Monitor.Tpx337709B0_voltage element=Line.Tpx337709B0 terminal=1 mode=1 ppolar=no
New | Monitor. | linhaPV_ | Tpx337710B0 | _power | _voltage | element= | Line. | Tpx337710B0 | terminal=1 | mode=1 | ppolar=no | New Monitor.linhaPV_Tpx337710B0_power element=Line.Tpx337710B0 terminal=1 mode=1 ppolar=no | New Monitor.linhaPV_Tpx337710B0_voltage element=Line.Tpx337710B0 terminal=1 mode=1 ppolar=no
New | Monitor. |  | Tpx337712C0 | _power | _voltage | element= | Line. | Tpx337712C0 | terminal=1 | mode=1 | ppolar=no | New Monitor.Tpx337712C0_power element=Line.Tpx337712C0 terminal=1 mode=1 ppolar=no | New Monitor.Tpx337712C0_voltage element=Line.Tpx337712C0 terminal=1 mode=1 ppolar=no
New | Monitor. |  | Tpx337713C0 | _power | _voltage | element= | Line. | Tpx337713C0 | terminal=1 | mode=1 | ppolar=no | New Monitor.Tpx337713C0_power element=Line.Tpx337713C0 terminal=1 mode=1 ppolar=no | New Monitor.Tpx337713C0_voltage element=Line.Tpx337713C0 terminal=1 mode=1 ppolar=no
New | Monitor. | linhaPV_ | Tpx337714C0 | _power | _voltage | element= | Line. | Tpx337714C0 | terminal=1 | mode=1 | ppolar=no | New Monitor.linhaPV_Tpx337714C0_power element=Line.Tpx337714C0 terminal=1 mode=1 ppolar=no | New Monitor.linhaPV_Tpx337714C0_voltage element=Line.Tpx337714C0 terminal=1 mode=1 ppolar=no
New | Monitor. |  | Tpx337715A0 | _power | _voltage | element= | Line. | Tpx337715A0 | terminal=1 | mode=1 | ppolar=no | New Monitor.Tpx337715A0_power element=Line.Tpx337715A0 terminal=1 mode=1 ppolar=no | New Monitor.Tpx337715A0_voltage element=Line.Tpx337715A0 terminal=1 mode=1 ppolar=no
New | Monitor. |  | Tpx337716A0 | _power | _voltage | element= | Line. | Tpx337716A0 | terminal=1 | mode=1 | ppolar=no | New Monitor.Tpx337716A0_power element=Line.Tpx337716A0 terminal=1 mode=1 ppolar=no | New Monitor.Tpx337716A0_voltage element=Line.Tpx337716A0 terminal=1 mode=1 ppolar=no
New | Monitor. |  | Tpx337717A0 | _power | _voltage | element= | Line. | Tpx337717A0 | terminal=1 | mode=1 | ppolar=no | New Monitor.Tpx337717A0_power element=Line.Tpx337717A0 terminal=1 mode=1 ppolar=no | New Monitor.Tpx337717A0_voltage element=Line.Tpx337717A0 terminal=1 mode=1 ppolar=no
New | Monitor. |  | Tpx337718A0 | _power | _voltage | element= | Line. | Tpx337718A0 | terminal=1 | mode=1 | ppolar=no | New Monitor.Tpx337718A0_power element=Line.Tpx337718A0 terminal=1 mode=1 ppolar=no | New Monitor.Tpx337718A0_voltage element=Line.Tpx337718A0 terminal=1 mode=1 ppolar=no
New | Monitor. |  | Tpx337720A0 | _power | _voltage | element= | Line. | Tpx337720A0 | terminal=1 | mode=1 | ppolar=no | New Monitor.Tpx337720A0_power element=Line.Tpx337720A0 terminal=1 mode=1 ppolar=no | New Monitor.Tpx337720A0_voltage element=Line.Tpx337720A0 terminal=1 mode=1 ppolar=no
New | Monitor. | linhaPV_ | Tpx337722A0 | _power | _voltage | element= | Line. | Tpx337722A0 | terminal=1 | mode=1 | ppolar=no | New Monitor.linhaPV_Tpx337722A0_power element=Line.Tpx337722A0 terminal=1 mode=1 ppolar=no | New Monitor.linhaPV_Tpx337722A0_voltage element=Line.Tpx337722A0 terminal=1 mode=1 ppolar=no
New | Monitor. |  | Tpx337723A0 | _power | _voltage | element= | Line. | Tpx337723A0 | terminal=1 | mode=1 | ppolar=no | New Monitor.Tpx337723A0_power element=Line.Tpx337723A0 terminal=1 mode=1 ppolar=no | New Monitor.Tpx337723A0_voltage element=Line.Tpx337723A0 terminal=1 mode=1 ppolar=no
New | Monitor. |  | Tpx337724A0 | _power | _voltage | element= | Line. | Tpx337724A0 | terminal=1 | mode=1 | ppolar=no | New Monitor.Tpx337724A0_power element=Line.Tpx337724A0 terminal=1 mode=1 ppolar=no | New Monitor.Tpx337724A0_voltage element=Line.Tpx337724A0 terminal=1 mode=1 ppolar=no
New | Monitor. |  | Tpx337728A0 | _power | _voltage | element= | Line. | Tpx337728A0 | terminal=1 | mode=1 | ppolar=no | New Monitor.Tpx337728A0_power element=Line.Tpx337728A0 terminal=1 mode=1 ppolar=no | New Monitor.Tpx337728A0_voltage element=Line.Tpx337728A0 terminal=1 mode=1 ppolar=no
New | Monitor. |  | Tpx337729A0 | _power | _voltage | element= | Line. | Tpx337729A0 | terminal=1 | mode=1 | ppolar=no | New Monitor.Tpx337729A0_power element=Line.Tpx337729A0 terminal=1 mode=1 ppolar=no | New Monitor.Tpx337729A0_voltage element=Line.Tpx337729A0 terminal=1 mode=1 ppolar=no
New | Monitor. | linhaPV_ | Tpx337729B0 | _power | _voltage | element= | Line. | Tpx337729B0 | terminal=1 | mode=1 | ppolar=no | New Monitor.linhaPV_Tpx337729B0_power element=Line.Tpx337729B0 terminal=1 mode=1 ppolar=no | New Monitor.linhaPV_Tpx337729B0_voltage element=Line.Tpx337729B0 terminal=1 mode=1 ppolar=no
New | Monitor. |  | Tpx337729C0 | _power | _voltage | element= | Line. | Tpx337729C0 | terminal=1 | mode=1 | ppolar=no | New Monitor.Tpx337729C0_power element=Line.Tpx337729C0 terminal=1 mode=1 ppolar=no | New Monitor.Tpx337729C0_voltage element=Line.Tpx337729C0 terminal=1 mode=1 ppolar=no
New | Monitor. |  | Tpx338893A0 | _power | _voltage | element= | Line. | Tpx338893A0 | terminal=1 | mode=1 | ppolar=no | New Monitor.Tpx338893A0_power element=Line.Tpx338893A0 terminal=1 mode=1 ppolar=no | New Monitor.Tpx338893A0_voltage element=Line.Tpx338893A0 terminal=1 mode=1 ppolar=no
New | Monitor. |  | Tpx338894A0 | _power | _voltage | element= | Line. | Tpx338894A0 | terminal=1 | mode=1 | ppolar=no | New Monitor.Tpx338894A0_power element=Line.Tpx338894A0 terminal=1 mode=1 ppolar=no | New Monitor.Tpx338894A0_voltage element=Line.Tpx338894A0 terminal=1 mode=1 ppolar=no
New | Monitor. |  | Tpx338896A0 | _power | _voltage | element= | Line. | Tpx338896A0 | terminal=1 | mode=1 | ppolar=no | New Monitor.Tpx338896A0_power element=Line.Tpx338896A0 terminal=1 mode=1 ppolar=no | New Monitor.Tpx338896A0_voltage element=Line.Tpx338896A0 terminal=1 mode=1 ppolar=no
New | Monitor. |  | Tpx338897A0 | _power | _voltage | element= | Line. | Tpx338897A0 | terminal=1 | mode=1 | ppolar=no | New Monitor.Tpx338897A0_power element=Line.Tpx338897A0 terminal=1 mode=1 ppolar=no | New Monitor.Tpx338897A0_voltage element=Line.Tpx338897A0 terminal=1 mode=1 ppolar=no
New | Monitor. |  | Tpx338898A0 | _power | _voltage | element= | Line. | Tpx338898A0 | terminal=1 | mode=1 | ppolar=no | New Monitor.Tpx338898A0_power element=Line.Tpx338898A0 terminal=1 mode=1 ppolar=no | New Monitor.Tpx338898A0_voltage element=Line.Tpx338898A0 terminal=1 mode=1 ppolar=no
New | Monitor. |  | Tpx338899C0 | _power | _voltage | element= | Line. | Tpx338899C0 | terminal=1 | mode=1 | ppolar=no | New Monitor.Tpx338899C0_power element=Line.Tpx338899C0 terminal=1 mode=1 ppolar=no | New Monitor.Tpx338899C0_voltage element=Line.Tpx338899C0 terminal=1 mode=1 ppolar=no
New | Monitor. |  | Tpx338900A0 | _power | _voltage | element= | Line. | Tpx338900A0 | terminal=1 | mode=1 | ppolar=no | New Monitor.Tpx338900A0_power element=Line.Tpx338900A0 terminal=1 mode=1 ppolar=no | New Monitor.Tpx338900A0_voltage element=Line.Tpx338900A0 terminal=1 mode=1 ppolar=no
New | Monitor. |  | Tpx338908C0 | _power | _voltage | element= | Line. | Tpx338908C0 | terminal=1 | mode=1 | ppolar=no | New Monitor.Tpx338908C0_power element=Line.Tpx338908C0 terminal=1 mode=1 ppolar=no | New Monitor.Tpx338908C0_voltage element=Line.Tpx338908C0 terminal=1 mode=1 ppolar=no
New | Monitor. | linhaPV_ | Tpx338910C0 | _power | _voltage | element= | Line. | Tpx338910C0 | terminal=1 | mode=1 | ppolar=no | New Monitor.linhaPV_Tpx338910C0_power element=Line.Tpx338910C0 terminal=1 mode=1 ppolar=no | New Monitor.linhaPV_Tpx338910C0_voltage element=Line.Tpx338910C0 terminal=1 mode=1 ppolar=no
New | Monitor. | linhaPV_ | Tpx338913B0 | _power | _voltage | element= | Line. | Tpx338913B0 | terminal=1 | mode=1 | ppolar=no | New Monitor.linhaPV_Tpx338913B0_power element=Line.Tpx338913B0 terminal=1 mode=1 ppolar=no | New Monitor.linhaPV_Tpx338913B0_voltage element=Line.Tpx338913B0 terminal=1 mode=1 ppolar=no
New | Monitor. |  | Tpx338915C0 | _power | _voltage | element= | Line. | Tpx338915C0 | terminal=1 | mode=1 | ppolar=no | New Monitor.Tpx338915C0_power element=Line.Tpx338915C0 terminal=1 mode=1 ppolar=no | New Monitor.Tpx338915C0_voltage element=Line.Tpx338915C0 terminal=1 mode=1 ppolar=no
New | Monitor. |  | Tpx338917A0 | _power | _voltage | element= | Line. | Tpx338917A0 | terminal=1 | mode=1 | ppolar=no | New Monitor.Tpx338917A0_power element=Line.Tpx338917A0 terminal=1 mode=1 ppolar=no | New Monitor.Tpx338917A0_voltage element=Line.Tpx338917A0 terminal=1 mode=1 ppolar=no
New | Monitor. |  | Tpx338918A0 | _power | _voltage | element= | Line. | Tpx338918A0 | terminal=1 | mode=1 | ppolar=no | New Monitor.Tpx338918A0_power element=Line.Tpx338918A0 terminal=1 mode=1 ppolar=no | New Monitor.Tpx338918A0_voltage element=Line.Tpx338918A0 terminal=1 mode=1 ppolar=no
New | Monitor. |  | Tpx338919A0 | _power | _voltage | element= | Line. | Tpx338919A0 | terminal=1 | mode=1 | ppolar=no | New Monitor.Tpx338919A0_power element=Line.Tpx338919A0 terminal=1 mode=1 ppolar=no | New Monitor.Tpx338919A0_voltage element=Line.Tpx338919A0 terminal=1 mode=1 ppolar=no
New | Monitor. |  | Tpx338920A0 | _power | _voltage | element= | Line. | Tpx338920A0 | terminal=1 | mode=1 | ppolar=no | New Monitor.Tpx338920A0_power element=Line.Tpx338920A0 terminal=1 mode=1 ppolar=no | New Monitor.Tpx338920A0_voltage element=Line.Tpx338920A0 terminal=1 mode=1 ppolar=no
New | Monitor. |  | Tpx338921A0 | _power | _voltage | element= | Line. | Tpx338921A0 | terminal=1 | mode=1 | ppolar=no | New Monitor.Tpx338921A0_power element=Line.Tpx338921A0 terminal=1 mode=1 ppolar=no | New Monitor.Tpx338921A0_voltage element=Line.Tpx338921A0 terminal=1 mode=1 ppolar=no
New | Monitor. | linhaPV_ | Tpx338922B0 | _power | _voltage | element= | Line. | Tpx338922B0 | terminal=1 | mode=1 | ppolar=no | New Monitor.linhaPV_Tpx338922B0_power element=Line.Tpx338922B0 terminal=1 mode=1 ppolar=no | New Monitor.linhaPV_Tpx338922B0_voltage element=Line.Tpx338922B0 terminal=1 mode=1 ppolar=no
New | Monitor. | linhaPV_ | Tpx338923C0 | _power | _voltage | element= | Line. | Tpx338923C0 | terminal=1 | mode=1 | ppolar=no | New Monitor.linhaPV_Tpx338923C0_power element=Line.Tpx338923C0 terminal=1 mode=1 ppolar=no | New Monitor.linhaPV_Tpx338923C0_voltage element=Line.Tpx338923C0 terminal=1 mode=1 ppolar=no
New | Monitor. |  | Tpx338924C0 | _power | _voltage | element= | Line. | Tpx338924C0 | terminal=1 | mode=1 | ppolar=no | New Monitor.Tpx338924C0_power element=Line.Tpx338924C0 terminal=1 mode=1 ppolar=no | New Monitor.Tpx338924C0_voltage element=Line.Tpx338924C0 terminal=1 mode=1 ppolar=no
New | Monitor. |  | Tpx338925A0 | _power | _voltage | element= | Line. | Tpx338925A0 | terminal=1 | mode=1 | ppolar=no | New Monitor.Tpx338925A0_power element=Line.Tpx338925A0 terminal=1 mode=1 ppolar=no | New Monitor.Tpx338925A0_voltage element=Line.Tpx338925A0 terminal=1 mode=1 ppolar=no
New | Monitor. |  | Tpx338926A0 | _power | _voltage | element= | Line. | Tpx338926A0 | terminal=1 | mode=1 | ppolar=no | New Monitor.Tpx338926A0_power element=Line.Tpx338926A0 terminal=1 mode=1 ppolar=no | New Monitor.Tpx338926A0_voltage element=Line.Tpx338926A0 terminal=1 mode=1 ppolar=no
New | Monitor. | linhaPV_ | Tpx338927A0 | _power | _voltage | element= | Line. | Tpx338927A0 | terminal=1 | mode=1 | ppolar=no | New Monitor.linhaPV_Tpx338927A0_power element=Line.Tpx338927A0 terminal=1 mode=1 ppolar=no | New Monitor.linhaPV_Tpx338927A0_voltage element=Line.Tpx338927A0 terminal=1 mode=1 ppolar=no
New | Monitor. |  | Tpx338930B0 | _power | _voltage | element= | Line. | Tpx338930B0 | terminal=1 | mode=1 | ppolar=no | New Monitor.Tpx338930B0_power element=Line.Tpx338930B0 terminal=1 mode=1 ppolar=no | New Monitor.Tpx338930B0_voltage element=Line.Tpx338930B0 terminal=1 mode=1 ppolar=no
New | Monitor. | linhaPV_ | Tpx338931C0 | _power | _voltage | element= | Line. | Tpx338931C0 | terminal=1 | mode=1 | ppolar=no | New Monitor.linhaPV_Tpx338931C0_power element=Line.Tpx338931C0 terminal=1 mode=1 ppolar=no | New Monitor.linhaPV_Tpx338931C0_voltage element=Line.Tpx338931C0 terminal=1 mode=1 ppolar=no
New | Monitor. |  | Tpx338932C0 | _power | _voltage | element= | Line. | Tpx338932C0 | terminal=1 | mode=1 | ppolar=no | New Monitor.Tpx338932C0_power element=Line.Tpx338932C0 terminal=1 mode=1 ppolar=no | New Monitor.Tpx338932C0_voltage element=Line.Tpx338932C0 terminal=1 mode=1 ppolar=no
New | Monitor. | linhaPV_ | Tpx338933B0 | _power | _voltage | element= | Line. | Tpx338933B0 | terminal=1 | mode=1 | ppolar=no | New Monitor.linhaPV_Tpx338933B0_power element=Line.Tpx338933B0 terminal=1 mode=1 ppolar=no | New Monitor.linhaPV_Tpx338933B0_voltage element=Line.Tpx338933B0 terminal=1 mode=1 ppolar=no
New | Monitor. |  | Tpx338934B0 | _power | _voltage | element= | Line. | Tpx338934B0 | terminal=1 | mode=1 | ppolar=no | New Monitor.Tpx338934B0_power element=Line.Tpx338934B0 terminal=1 mode=1 ppolar=no | New Monitor.Tpx338934B0_voltage element=Line.Tpx338934B0 terminal=1 mode=1 ppolar=no
New | Monitor. |  | Tpx338935B0 | _power | _voltage | element= | Line. | Tpx338935B0 | terminal=1 | mode=1 | ppolar=no | New Monitor.Tpx338935B0_power element=Line.Tpx338935B0 terminal=1 mode=1 ppolar=no | New Monitor.Tpx338935B0_voltage element=Line.Tpx338935B0 terminal=1 mode=1 ppolar=no
New | Monitor. |  | Tpx338936C0 | _power | _voltage | element= | Line. | Tpx338936C0 | terminal=1 | mode=1 | ppolar=no | New Monitor.Tpx338936C0_power element=Line.Tpx338936C0 terminal=1 mode=1 ppolar=no | New Monitor.Tpx338936C0_voltage element=Line.Tpx338936C0 terminal=1 mode=1 ppolar=no
New | Monitor. |  | Tpx338937C0 | _power | _voltage | element= | Line. | Tpx338937C0 | terminal=1 | mode=1 | ppolar=no | New Monitor.Tpx338937C0_power element=Line.Tpx338937C0 terminal=1 mode=1 ppolar=no | New Monitor.Tpx338937C0_voltage element=Line.Tpx338937C0 terminal=1 mode=1 ppolar=no
New | Monitor. |  | Tpx338941C0 | _power | _voltage | element= | Line. | Tpx338941C0 | terminal=1 | mode=1 | ppolar=no | New Monitor.Tpx338941C0_power element=Line.Tpx338941C0 terminal=1 mode=1 ppolar=no | New Monitor.Tpx338941C0_voltage element=Line.Tpx338941C0 terminal=1 mode=1 ppolar=no
New | Monitor. | linhaPV_ | Tpx338942A0 | _power | _voltage | element= | Line. | Tpx338942A0 | terminal=1 | mode=1 | ppolar=no | New Monitor.linhaPV_Tpx338942A0_power element=Line.Tpx338942A0 terminal=1 mode=1 ppolar=no | New Monitor.linhaPV_Tpx338942A0_voltage element=Line.Tpx338942A0 terminal=1 mode=1 ppolar=no
New | Monitor. |  | Tpx338943C0 | _power | _voltage | element= | Line. | Tpx338943C0 | terminal=1 | mode=1 | ppolar=no | New Monitor.Tpx338943C0_power element=Line.Tpx338943C0 terminal=1 mode=1 ppolar=no | New Monitor.Tpx338943C0_voltage element=Line.Tpx338943C0 terminal=1 mode=1 ppolar=no
New | Monitor. |  | Tpx338944C0 | _power | _voltage | element= | Line. | Tpx338944C0 | terminal=1 | mode=1 | ppolar=no | New Monitor.Tpx338944C0_power element=Line.Tpx338944C0 terminal=1 mode=1 ppolar=no | New Monitor.Tpx338944C0_voltage element=Line.Tpx338944C0 terminal=1 mode=1 ppolar=no
New | Monitor. | linhaPV_ | Tpx338945A0 | _power | _voltage | element= | Line. | Tpx338945A0 | terminal=1 | mode=1 | ppolar=no | New Monitor.linhaPV_Tpx338945A0_power element=Line.Tpx338945A0 terminal=1 mode=1 ppolar=no | New Monitor.linhaPV_Tpx338945A0_voltage element=Line.Tpx338945A0 terminal=1 mode=1 ppolar=no
New | Monitor. |  | Tpx338947B0 | _power | _voltage | element= | Line. | Tpx338947B0 | terminal=1 | mode=1 | ppolar=no | New Monitor.Tpx338947B0_power element=Line.Tpx338947B0 terminal=1 mode=1 ppolar=no | New Monitor.Tpx338947B0_voltage element=Line.Tpx338947B0 terminal=1 mode=1 ppolar=no
New | Monitor. |  | Tpx338949B0 | _power | _voltage | element= | Line. | Tpx338949B0 | terminal=1 | mode=1 | ppolar=no | New Monitor.Tpx338949B0_power element=Line.Tpx338949B0 terminal=1 mode=1 ppolar=no | New Monitor.Tpx338949B0_voltage element=Line.Tpx338949B0 terminal=1 mode=1 ppolar=no
New | Monitor. |  | Tpx338950B0 | _power | _voltage | element= | Line. | Tpx338950B0 | terminal=1 | mode=1 | ppolar=no | New Monitor.Tpx338950B0_power element=Line.Tpx338950B0 terminal=1 mode=1 ppolar=no | New Monitor.Tpx338950B0_voltage element=Line.Tpx338950B0 terminal=1 mode=1 ppolar=no
New | Monitor. | linhaPV_ | Tpx338953B0 | _power | _voltage | element= | Line. | Tpx338953B0 | terminal=1 | mode=1 | ppolar=no | New Monitor.linhaPV_Tpx338953B0_power element=Line.Tpx338953B0 terminal=1 mode=1 ppolar=no | New Monitor.linhaPV_Tpx338953B0_voltage element=Line.Tpx338953B0 terminal=1 mode=1 ppolar=no
New | Monitor. |  | Tpx338954A0 | _power | _voltage | element= | Line. | Tpx338954A0 | terminal=1 | mode=1 | ppolar=no | New Monitor.Tpx338954A0_power element=Line.Tpx338954A0 terminal=1 mode=1 ppolar=no | New Monitor.Tpx338954A0_voltage element=Line.Tpx338954A0 terminal=1 mode=1 ppolar=no
New | Monitor. |  | Tpx338955B0 | _power | _voltage | element= | Line. | Tpx338955B0 | terminal=1 | mode=1 | ppolar=no | New Monitor.Tpx338955B0_power element=Line.Tpx338955B0 terminal=1 mode=1 ppolar=no | New Monitor.Tpx338955B0_voltage element=Line.Tpx338955B0 terminal=1 mode=1 ppolar=no
New | Monitor. | linhaPV_ | Tpx338956A0 | _power | _voltage | element= | Line. | Tpx338956A0 | terminal=1 | mode=1 | ppolar=no | New Monitor.linhaPV_Tpx338956A0_power element=Line.Tpx338956A0 terminal=1 mode=1 ppolar=no | New Monitor.linhaPV_Tpx338956A0_voltage element=Line.Tpx338956A0 terminal=1 mode=1 ppolar=no
New | Monitor. |  | Tpx338957C0 | _power | _voltage | element= | Line. | Tpx338957C0 | terminal=1 | mode=1 | ppolar=no | New Monitor.Tpx338957C0_power element=Line.Tpx338957C0 terminal=1 mode=1 ppolar=no | New Monitor.Tpx338957C0_voltage element=Line.Tpx338957C0 terminal=1 mode=1 ppolar=no
New | Monitor. |  | Tpx338958C0 | _power | _voltage | element= | Line. | Tpx338958C0 | terminal=1 | mode=1 | ppolar=no | New Monitor.Tpx338958C0_power element=Line.Tpx338958C0 terminal=1 mode=1 ppolar=no | New Monitor.Tpx338958C0_voltage element=Line.Tpx338958C0 terminal=1 mode=1 ppolar=no
New | Monitor. | linhaPV_ | Tpx338959C0 | _power | _voltage | element= | Line. | Tpx338959C0 | terminal=1 | mode=1 | ppolar=no | New Monitor.linhaPV_Tpx338959C0_power element=Line.Tpx338959C0 terminal=1 mode=1 ppolar=no | New Monitor.linhaPV_Tpx338959C0_voltage element=Line.Tpx338959C0 terminal=1 mode=1 ppolar=no
New | Monitor. |  | Tpx338960C0 | _power | _voltage | element= | Line. | Tpx338960C0 | terminal=1 | mode=1 | ppolar=no | New Monitor.Tpx338960C0_power element=Line.Tpx338960C0 terminal=1 mode=1 ppolar=no | New Monitor.Tpx338960C0_voltage element=Line.Tpx338960C0 terminal=1 mode=1 ppolar=no
New | Monitor. | linhaPV_ | Tpx338961C0 | _power | _voltage | element= | Line. | Tpx338961C0 | terminal=1 | mode=1 | ppolar=no | New Monitor.linhaPV_Tpx338961C0_power element=Line.Tpx338961C0 terminal=1 mode=1 ppolar=no | New Monitor.linhaPV_Tpx338961C0_voltage element=Line.Tpx338961C0 terminal=1 mode=1 ppolar=no
New | Monitor. |  | Tpx338962C0 | _power | _voltage | element= | Line. | Tpx338962C0 | terminal=1 | mode=1 | ppolar=no | New Monitor.Tpx338962C0_power element=Line.Tpx338962C0 terminal=1 mode=1 ppolar=no | New Monitor.Tpx338962C0_voltage element=Line.Tpx338962C0 terminal=1 mode=1 ppolar=no
New | Monitor. |  | Tpx338963C0 | _power | _voltage | element= | Line. | Tpx338963C0 | terminal=1 | mode=1 | ppolar=no | New Monitor.Tpx338963C0_power element=Line.Tpx338963C0 terminal=1 mode=1 ppolar=no | New Monitor.Tpx338963C0_voltage element=Line.Tpx338963C0 terminal=1 mode=1 ppolar=no
New | Monitor. | linhaPV_ | Tpx338964C0 | _power | _voltage | element= | Line. | Tpx338964C0 | terminal=1 | mode=1 | ppolar=no | New Monitor.linhaPV_Tpx338964C0_power element=Line.Tpx338964C0 terminal=1 mode=1 ppolar=no | New Monitor.linhaPV_Tpx338964C0_voltage element=Line.Tpx338964C0 terminal=1 mode=1 ppolar=no
New | Monitor. | linhaPV_ | Tpx338965A0 | _power | _voltage | element= | Line. | Tpx338965A0 | terminal=1 | mode=1 | ppolar=no | New Monitor.linhaPV_Tpx338965A0_power element=Line.Tpx338965A0 terminal=1 mode=1 ppolar=no | New Monitor.linhaPV_Tpx338965A0_voltage element=Line.Tpx338965A0 terminal=1 mode=1 ppolar=no
New | Monitor. | linhaPV_ | Tpx338966C0 | _power | _voltage | element= | Line. | Tpx338966C0 | terminal=1 | mode=1 | ppolar=no | New Monitor.linhaPV_Tpx338966C0_power element=Line.Tpx338966C0 terminal=1 mode=1 ppolar=no | New Monitor.linhaPV_Tpx338966C0_voltage element=Line.Tpx338966C0 terminal=1 mode=1 ppolar=no
New | Monitor. |  | Tpx338967C0 | _power | _voltage | element= | Line. | Tpx338967C0 | terminal=1 | mode=1 | ppolar=no | New Monitor.Tpx338967C0_power element=Line.Tpx338967C0 terminal=1 mode=1 ppolar=no | New Monitor.Tpx338967C0_voltage element=Line.Tpx338967C0 terminal=1 mode=1 ppolar=no
New | Monitor. | linhaPV_ | Tpx338968C0 | _power | _voltage | element= | Line. | Tpx338968C0 | terminal=1 | mode=1 | ppolar=no | New Monitor.linhaPV_Tpx338968C0_power element=Line.Tpx338968C0 terminal=1 mode=1 ppolar=no | New Monitor.linhaPV_Tpx338968C0_voltage element=Line.Tpx338968C0 terminal=1 mode=1 ppolar=no
New | Monitor. | linhaPV_ | Tpx338969A0 | _power | _voltage | element= | Line. | Tpx338969A0 | terminal=1 | mode=1 | ppolar=no | New Monitor.linhaPV_Tpx338969A0_power element=Line.Tpx338969A0 terminal=1 mode=1 ppolar=no | New Monitor.linhaPV_Tpx338969A0_voltage element=Line.Tpx338969A0 terminal=1 mode=1 ppolar=no
New | Monitor. |  | Tpx338970A0 | _power | _voltage | element= | Line. | Tpx338970A0 | terminal=1 | mode=1 | ppolar=no | New Monitor.Tpx338970A0_power element=Line.Tpx338970A0 terminal=1 mode=1 ppolar=no | New Monitor.Tpx338970A0_voltage element=Line.Tpx338970A0 terminal=1 mode=1 ppolar=no
New | Monitor. | linhaPV_ | Tpx338972B0 | _power | _voltage | element= | Line. | Tpx338972B0 | terminal=1 | mode=1 | ppolar=no | New Monitor.linhaPV_Tpx338972B0_power element=Line.Tpx338972B0 terminal=1 mode=1 ppolar=no | New Monitor.linhaPV_Tpx338972B0_voltage element=Line.Tpx338972B0 terminal=1 mode=1 ppolar=no
New | Monitor. | linhaPV_ | Tpx338973A0 | _power | _voltage | element= | Line. | Tpx338973A0 | terminal=1 | mode=1 | ppolar=no | New Monitor.linhaPV_Tpx338973A0_power element=Line.Tpx338973A0 terminal=1 mode=1 ppolar=no | New Monitor.linhaPV_Tpx338973A0_voltage element=Line.Tpx338973A0 terminal=1 mode=1 ppolar=no
New | Monitor. |  | Tpx338975A0 | _power | _voltage | element= | Line. | Tpx338975A0 | terminal=1 | mode=1 | ppolar=no | New Monitor.Tpx338975A0_power element=Line.Tpx338975A0 terminal=1 mode=1 ppolar=no | New Monitor.Tpx338975A0_voltage element=Line.Tpx338975A0 terminal=1 mode=1 ppolar=no
New | Monitor. |  | Tpx338976B0 | _power | _voltage | element= | Line. | Tpx338976B0 | terminal=1 | mode=1 | ppolar=no | New Monitor.Tpx338976B0_power element=Line.Tpx338976B0 terminal=1 mode=1 ppolar=no | New Monitor.Tpx338976B0_voltage element=Line.Tpx338976B0 terminal=1 mode=1 ppolar=no
New | Monitor. |  | Tpx338977A0 | _power | _voltage | element= | Line. | Tpx338977A0 | terminal=1 | mode=1 | ppolar=no | New Monitor.Tpx338977A0_power element=Line.Tpx338977A0 terminal=1 mode=1 ppolar=no | New Monitor.Tpx338977A0_voltage element=Line.Tpx338977A0 terminal=1 mode=1 ppolar=no
New | Monitor. |  | Tpx338977B0 | _power | _voltage | element= | Line. | Tpx338977B0 | terminal=1 | mode=1 | ppolar=no | New Monitor.Tpx338977B0_power element=Line.Tpx338977B0 terminal=1 mode=1 ppolar=no | New Monitor.Tpx338977B0_voltage element=Line.Tpx338977B0 terminal=1 mode=1 ppolar=no
New | Monitor. |  | Tpx338977C0 | _power | _voltage | element= | Line. | Tpx338977C0 | terminal=1 | mode=1 | ppolar=no | New Monitor.Tpx338977C0_power element=Line.Tpx338977C0 terminal=1 mode=1 ppolar=no | New Monitor.Tpx338977C0_voltage element=Line.Tpx338977C0 terminal=1 mode=1 ppolar=no
New | Monitor. | linhaPV_ | Tpx338978C0 | _power | _voltage | element= | Line. | Tpx338978C0 | terminal=1 | mode=1 | ppolar=no | New Monitor.linhaPV_Tpx338978C0_power element=Line.Tpx338978C0 terminal=1 mode=1 ppolar=no | New Monitor.linhaPV_Tpx338978C0_voltage element=Line.Tpx338978C0 terminal=1 mode=1 ppolar=no
New | Monitor. |  | Tpx338979B0 | _power | _voltage | element= | Line. | Tpx338979B0 | terminal=1 | mode=1 | ppolar=no | New Monitor.Tpx338979B0_power element=Line.Tpx338979B0 terminal=1 mode=1 ppolar=no | New Monitor.Tpx338979B0_voltage element=Line.Tpx338979B0 terminal=1 mode=1 ppolar=no
New | Monitor. |  | Tpx338981B0 | _power | _voltage | element= | Line. | Tpx338981B0 | terminal=1 | mode=1 | ppolar=no | New Monitor.Tpx338981B0_power element=Line.Tpx338981B0 terminal=1 mode=1 ppolar=no | New Monitor.Tpx338981B0_voltage element=Line.Tpx338981B0 terminal=1 mode=1 ppolar=no
New | Monitor. | linhaPV_ | Tpx338982B0 | _power | _voltage | element= | Line. | Tpx338982B0 | terminal=1 | mode=1 | ppolar=no | New Monitor.linhaPV_Tpx338982B0_power element=Line.Tpx338982B0 terminal=1 mode=1 ppolar=no | New Monitor.linhaPV_Tpx338982B0_voltage element=Line.Tpx338982B0 terminal=1 mode=1 ppolar=no
New | Monitor. |  | Tpx338983B0 | _power | _voltage | element= | Line. | Tpx338983B0 | terminal=1 | mode=1 | ppolar=no | New Monitor.Tpx338983B0_power element=Line.Tpx338983B0 terminal=1 mode=1 ppolar=no | New Monitor.Tpx338983B0_voltage element=Line.Tpx338983B0 terminal=1 mode=1 ppolar=no
New | Monitor. | linhaPV_ | Tpx338984A0 | _power | _voltage | element= | Line. | Tpx338984A0 | terminal=1 | mode=1 | ppolar=no | New Monitor.linhaPV_Tpx338984A0_power element=Line.Tpx338984A0 terminal=1 mode=1 ppolar=no | New Monitor.linhaPV_Tpx338984A0_voltage element=Line.Tpx338984A0 terminal=1 mode=1 ppolar=no
New | Monitor. |  | Tpx338985A0 | _power | _voltage | element= | Line. | Tpx338985A0 | terminal=1 | mode=1 | ppolar=no | New Monitor.Tpx338985A0_power element=Line.Tpx338985A0 terminal=1 mode=1 ppolar=no | New Monitor.Tpx338985A0_voltage element=Line.Tpx338985A0 terminal=1 mode=1 ppolar=no
New | Monitor. | linhaPV_ | Tpx338986A0 | _power | _voltage | element= | Line. | Tpx338986A0 | terminal=1 | mode=1 | ppolar=no | New Monitor.linhaPV_Tpx338986A0_power element=Line.Tpx338986A0 terminal=1 mode=1 ppolar=no | New Monitor.linhaPV_Tpx338986A0_voltage element=Line.Tpx338986A0 terminal=1 mode=1 ppolar=no
New | Monitor. |  | Tpx338987A0 | _power | _voltage | element= | Line. | Tpx338987A0 | terminal=1 | mode=1 | ppolar=no | New Monitor.Tpx338987A0_power element=Line.Tpx338987A0 terminal=1 mode=1 ppolar=no | New Monitor.Tpx338987A0_voltage element=Line.Tpx338987A0 terminal=1 mode=1 ppolar=no
New | Monitor. |  | Tpx338988A0 | _power | _voltage | element= | Line. | Tpx338988A0 | terminal=1 | mode=1 | ppolar=no | New Monitor.Tpx338988A0_power element=Line.Tpx338988A0 terminal=1 mode=1 ppolar=no | New Monitor.Tpx338988A0_voltage element=Line.Tpx338988A0 terminal=1 mode=1 ppolar=no
New | Monitor. |  | Tpx338989A0 | _power | _voltage | element= | Line. | Tpx338989A0 | terminal=1 | mode=1 | ppolar=no | New Monitor.Tpx338989A0_power element=Line.Tpx338989A0 terminal=1 mode=1 ppolar=no | New Monitor.Tpx338989A0_voltage element=Line.Tpx338989A0 terminal=1 mode=1 ppolar=no
New | Monitor. | linhaPV_ | Tpx338990B0 | _power | _voltage | element= | Line. | Tpx338990B0 | terminal=1 | mode=1 | ppolar=no | New Monitor.linhaPV_Tpx338990B0_power element=Line.Tpx338990B0 terminal=1 mode=1 ppolar=no | New Monitor.linhaPV_Tpx338990B0_voltage element=Line.Tpx338990B0 terminal=1 mode=1 ppolar=no
New | Monitor. |  | Tpx338992B0 | _power | _voltage | element= | Line. | Tpx338992B0 | terminal=1 | mode=1 | ppolar=no | New Monitor.Tpx338992B0_power element=Line.Tpx338992B0 terminal=1 mode=1 ppolar=no | New Monitor.Tpx338992B0_voltage element=Line.Tpx338992B0 terminal=1 mode=1 ppolar=no
New | Monitor. |  | Tpx338993B0 | _power | _voltage | element= | Line. | Tpx338993B0 | terminal=1 | mode=1 | ppolar=no | New Monitor.Tpx338993B0_power element=Line.Tpx338993B0 terminal=1 mode=1 ppolar=no | New Monitor.Tpx338993B0_voltage element=Line.Tpx338993B0 terminal=1 mode=1 ppolar=no
New | Monitor. | linhaPV_ | Tpx338994B0 | _power | _voltage | element= | Line. | Tpx338994B0 | terminal=1 | mode=1 | ppolar=no | New Monitor.linhaPV_Tpx338994B0_power element=Line.Tpx338994B0 terminal=1 mode=1 ppolar=no | New Monitor.linhaPV_Tpx338994B0_voltage element=Line.Tpx338994B0 terminal=1 mode=1 ppolar=no
New | Monitor. |  | Tpx338995B0 | _power | _voltage | element= | Line. | Tpx338995B0 | terminal=1 | mode=1 | ppolar=no | New Monitor.Tpx338995B0_power element=Line.Tpx338995B0 terminal=1 mode=1 ppolar=no | New Monitor.Tpx338995B0_voltage element=Line.Tpx338995B0 terminal=1 mode=1 ppolar=no
New | Monitor. | linhaPV_ | Tpx338997B0 | _power | _voltage | element= | Line. | Tpx338997B0 | terminal=1 | mode=1 | ppolar=no | New Monitor.linhaPV_Tpx338997B0_power element=Line.Tpx338997B0 terminal=1 mode=1 ppolar=no | New Monitor.linhaPV_Tpx338997B0_voltage element=Line.Tpx338997B0 terminal=1 mode=1 ppolar=no
New | Monitor. | linhaPV_ | Tpx338998B0 | _power | _voltage | element= | Line. | Tpx338998B0 | terminal=1 | mode=1 | ppolar=no | New Monitor.linhaPV_Tpx338998B0_power element=Line.Tpx338998B0 terminal=1 mode=1 ppolar=no | New Monitor.linhaPV_Tpx338998B0_voltage element=Line.Tpx338998B0 terminal=1 mode=1 ppolar=no
New | Monitor. |  | Tpx338999B0 | _power | _voltage | element= | Line. | Tpx338999B0 | terminal=1 | mode=1 | ppolar=no | New Monitor.Tpx338999B0_power element=Line.Tpx338999B0 terminal=1 mode=1 ppolar=no | New Monitor.Tpx338999B0_voltage element=Line.Tpx338999B0 terminal=1 mode=1 ppolar=no
New | Monitor. |  | Tpx339001B0 | _power | _voltage | element= | Line. | Tpx339001B0 | terminal=1 | mode=1 | ppolar=no | New Monitor.Tpx339001B0_power element=Line.Tpx339001B0 terminal=1 mode=1 ppolar=no | New Monitor.Tpx339001B0_voltage element=Line.Tpx339001B0 terminal=1 mode=1 ppolar=no
New | Monitor. |  | Tpx339002B0 | _power | _voltage | element= | Line. | Tpx339002B0 | terminal=1 | mode=1 | ppolar=no | New Monitor.Tpx339002B0_power element=Line.Tpx339002B0 terminal=1 mode=1 ppolar=no | New Monitor.Tpx339002B0_voltage element=Line.Tpx339002B0 terminal=1 mode=1 ppolar=no
New | Monitor. | linhaPV_ | Tpx339003B0 | _power | _voltage | element= | Line. | Tpx339003B0 | terminal=1 | mode=1 | ppolar=no | New Monitor.linhaPV_Tpx339003B0_power element=Line.Tpx339003B0 terminal=1 mode=1 ppolar=no | New Monitor.linhaPV_Tpx339003B0_voltage element=Line.Tpx339003B0 terminal=1 mode=1 ppolar=no
New | Monitor. |  | Tpx339004B0 | _power | _voltage | element= | Line. | Tpx339004B0 | terminal=1 | mode=1 | ppolar=no | New Monitor.Tpx339004B0_power element=Line.Tpx339004B0 terminal=1 mode=1 ppolar=no | New Monitor.Tpx339004B0_voltage element=Line.Tpx339004B0 terminal=1 mode=1 ppolar=no
New | Monitor. | linhaPV_ | Tpx339005B0 | _power | _voltage | element= | Line. | Tpx339005B0 | terminal=1 | mode=1 | ppolar=no | New Monitor.linhaPV_Tpx339005B0_power element=Line.Tpx339005B0 terminal=1 mode=1 ppolar=no | New Monitor.linhaPV_Tpx339005B0_voltage element=Line.Tpx339005B0 terminal=1 mode=1 ppolar=no
New | Monitor. |  | Tpx339006B0 | _power | _voltage | element= | Line. | Tpx339006B0 | terminal=1 | mode=1 | ppolar=no | New Monitor.Tpx339006B0_power element=Line.Tpx339006B0 terminal=1 mode=1 ppolar=no | New Monitor.Tpx339006B0_voltage element=Line.Tpx339006B0 terminal=1 mode=1 ppolar=no
New | Monitor. | linhaPV_ | Tpx339007B0 | _power | _voltage | element= | Line. | Tpx339007B0 | terminal=1 | mode=1 | ppolar=no | New Monitor.linhaPV_Tpx339007B0_power element=Line.Tpx339007B0 terminal=1 mode=1 ppolar=no | New Monitor.linhaPV_Tpx339007B0_voltage element=Line.Tpx339007B0 terminal=1 mode=1 ppolar=no
New | Monitor. |  | Tpx339008B0 | _power | _voltage | element= | Line. | Tpx339008B0 | terminal=1 | mode=1 | ppolar=no | New Monitor.Tpx339008B0_power element=Line.Tpx339008B0 terminal=1 mode=1 ppolar=no | New Monitor.Tpx339008B0_voltage element=Line.Tpx339008B0 terminal=1 mode=1 ppolar=no
New | Monitor. | linhaPV_ | Tpx339010B0 | _power | _voltage | element= | Line. | Tpx339010B0 | terminal=1 | mode=1 | ppolar=no | New Monitor.linhaPV_Tpx339010B0_power element=Line.Tpx339010B0 terminal=1 mode=1 ppolar=no | New Monitor.linhaPV_Tpx339010B0_voltage element=Line.Tpx339010B0 terminal=1 mode=1 ppolar=no
New | Monitor. |  | Tpx339011B0 | _power | _voltage | element= | Line. | Tpx339011B0 | terminal=1 | mode=1 | ppolar=no | New Monitor.Tpx339011B0_power element=Line.Tpx339011B0 terminal=1 mode=1 ppolar=no | New Monitor.Tpx339011B0_voltage element=Line.Tpx339011B0 terminal=1 mode=1 ppolar=no
New | Monitor. |  | Tpx339012B0 | _power | _voltage | element= | Line. | Tpx339012B0 | terminal=1 | mode=1 | ppolar=no | New Monitor.Tpx339012B0_power element=Line.Tpx339012B0 terminal=1 mode=1 ppolar=no | New Monitor.Tpx339012B0_voltage element=Line.Tpx339012B0 terminal=1 mode=1 ppolar=no
New | Monitor. |  | Tpx339013B0 | _power | _voltage | element= | Line. | Tpx339013B0 | terminal=1 | mode=1 | ppolar=no | New Monitor.Tpx339013B0_power element=Line.Tpx339013B0 terminal=1 mode=1 ppolar=no | New Monitor.Tpx339013B0_voltage element=Line.Tpx339013B0 terminal=1 mode=1 ppolar=no
New | Monitor. | linhaPV_ | Tpx339016B0 | _power | _voltage | element= | Line. | Tpx339016B0 | terminal=1 | mode=1 | ppolar=no | New Monitor.linhaPV_Tpx339016B0_power element=Line.Tpx339016B0 terminal=1 mode=1 ppolar=no | New Monitor.linhaPV_Tpx339016B0_voltage element=Line.Tpx339016B0 terminal=1 mode=1 ppolar=no
New | Monitor. |  | Tpx339017C0 | _power | _voltage | element= | Line. | Tpx339017C0 | terminal=1 | mode=1 | ppolar=no | New Monitor.Tpx339017C0_power element=Line.Tpx339017C0 terminal=1 mode=1 ppolar=no | New Monitor.Tpx339017C0_voltage element=Line.Tpx339017C0 terminal=1 mode=1 ppolar=no
New | Monitor. |  | Tpx339018A0 | _power | _voltage | element= | Line. | Tpx339018A0 | terminal=1 | mode=1 | ppolar=no | New Monitor.Tpx339018A0_power element=Line.Tpx339018A0 terminal=1 mode=1 ppolar=no | New Monitor.Tpx339018A0_voltage element=Line.Tpx339018A0 terminal=1 mode=1 ppolar=no
New | Monitor. |  | Tpx339019A0 | _power | _voltage | element= | Line. | Tpx339019A0 | terminal=1 | mode=1 | ppolar=no | New Monitor.Tpx339019A0_power element=Line.Tpx339019A0 terminal=1 mode=1 ppolar=no | New Monitor.Tpx339019A0_voltage element=Line.Tpx339019A0 terminal=1 mode=1 ppolar=no
New | Monitor. |  | Tpx339020A0 | _power | _voltage | element= | Line. | Tpx339020A0 | terminal=1 | mode=1 | ppolar=no | New Monitor.Tpx339020A0_power element=Line.Tpx339020A0 terminal=1 mode=1 ppolar=no | New Monitor.Tpx339020A0_voltage element=Line.Tpx339020A0 terminal=1 mode=1 ppolar=no
New | Monitor. | linhaPV_ | Tpx339021A0 | _power | _voltage | element= | Line. | Tpx339021A0 | terminal=1 | mode=1 | ppolar=no | New Monitor.linhaPV_Tpx339021A0_power element=Line.Tpx339021A0 terminal=1 mode=1 ppolar=no | New Monitor.linhaPV_Tpx339021A0_voltage element=Line.Tpx339021A0 terminal=1 mode=1 ppolar=no
New | Monitor. |  | Tpx339042B0 | _power | _voltage | element= | Line. | Tpx339042B0 | terminal=1 | mode=1 | ppolar=no | New Monitor.Tpx339042B0_power element=Line.Tpx339042B0 terminal=1 mode=1 ppolar=no | New Monitor.Tpx339042B0_voltage element=Line.Tpx339042B0 terminal=1 mode=1 ppolar=no
New | Monitor. |  | Tpx339043C0 | _power | _voltage | element= | Line. | Tpx339043C0 | terminal=1 | mode=1 | ppolar=no | New Monitor.Tpx339043C0_power element=Line.Tpx339043C0 terminal=1 mode=1 ppolar=no | New Monitor.Tpx339043C0_voltage element=Line.Tpx339043C0 terminal=1 mode=1 ppolar=no
New | Monitor. |  | Tpx339044C0 | _power | _voltage | element= | Line. | Tpx339044C0 | terminal=1 | mode=1 | ppolar=no | New Monitor.Tpx339044C0_power element=Line.Tpx339044C0 terminal=1 mode=1 ppolar=no | New Monitor.Tpx339044C0_voltage element=Line.Tpx339044C0 terminal=1 mode=1 ppolar=no
New | Monitor. | linhaPV_ | Tpx339046A0 | _power | _voltage | element= | Line. | Tpx339046A0 | terminal=1 | mode=1 | ppolar=no | New Monitor.linhaPV_Tpx339046A0_power element=Line.Tpx339046A0 terminal=1 mode=1 ppolar=no | New Monitor.linhaPV_Tpx339046A0_voltage element=Line.Tpx339046A0 terminal=1 mode=1 ppolar=no
New | Monitor. |  | Tpx339047A0 | _power | _voltage | element= | Line. | Tpx339047A0 | terminal=1 | mode=1 | ppolar=no | New Monitor.Tpx339047A0_power element=Line.Tpx339047A0 terminal=1 mode=1 ppolar=no | New Monitor.Tpx339047A0_voltage element=Line.Tpx339047A0 terminal=1 mode=1 ppolar=no
New | Monitor. |  | Tpx339048A0 | _power | _voltage | element= | Line. | Tpx339048A0 | terminal=1 | mode=1 | ppolar=no | New Monitor.Tpx339048A0_power element=Line.Tpx339048A0 terminal=1 mode=1 ppolar=no | New Monitor.Tpx339048A0_voltage element=Line.Tpx339048A0 terminal=1 mode=1 ppolar=no
New | Monitor. |  | Tpx339049A0 | _power | _voltage | element= | Line. | Tpx339049A0 | terminal=1 | mode=1 | ppolar=no | New Monitor.Tpx339049A0_power element=Line.Tpx339049A0 terminal=1 mode=1 ppolar=no | New Monitor.Tpx339049A0_voltage element=Line.Tpx339049A0 terminal=1 mode=1 ppolar=no
New | Monitor. |  | Tpx339051C0 | _power | _voltage | element= | Line. | Tpx339051C0 | terminal=1 | mode=1 | ppolar=no | New Monitor.Tpx339051C0_power element=Line.Tpx339051C0 terminal=1 mode=1 ppolar=no | New Monitor.Tpx339051C0_voltage element=Line.Tpx339051C0 terminal=1 mode=1 ppolar=no
New | Monitor. | linhaPV_ | Tpx339052C0 | _power | _voltage | element= | Line. | Tpx339052C0 | terminal=1 | mode=1 | ppolar=no | New Monitor.linhaPV_Tpx339052C0_power element=Line.Tpx339052C0 terminal=1 mode=1 ppolar=no | New Monitor.linhaPV_Tpx339052C0_voltage element=Line.Tpx339052C0 terminal=1 mode=1 ppolar=no
New | Monitor. |  | Tpx339097B0 | _power | _voltage | element= | Line. | Tpx339097B0 | terminal=1 | mode=1 | ppolar=no | New Monitor.Tpx339097B0_power element=Line.Tpx339097B0 terminal=1 mode=1 ppolar=no | New Monitor.Tpx339097B0_voltage element=Line.Tpx339097B0 terminal=1 mode=1 ppolar=no
New | Monitor. |  | Tpx346639C0 | _power | _voltage | element= | Line. | Tpx346639C0 | terminal=1 | mode=1 | ppolar=no | New Monitor.Tpx346639C0_power element=Line.Tpx346639C0 terminal=1 mode=1 ppolar=no | New Monitor.Tpx346639C0_voltage element=Line.Tpx346639C0 terminal=1 mode=1 ppolar=no
New | Monitor. |  | Tpx350993C0 | _power | _voltage | element= | Line. | Tpx350993C0 | terminal=1 | mode=1 | ppolar=no | New Monitor.Tpx350993C0_power element=Line.Tpx350993C0 terminal=1 mode=1 ppolar=no | New Monitor.Tpx350993C0_voltage element=Line.Tpx350993C0 terminal=1 mode=1 ppolar=no
New | Monitor. |  | Tpx350994C0 | _power | _voltage | element= | Line. | Tpx350994C0 | terminal=1 | mode=1 | ppolar=no | New Monitor.Tpx350994C0_power element=Line.Tpx350994C0 terminal=1 mode=1 ppolar=no | New Monitor.Tpx350994C0_voltage element=Line.Tpx350994C0 terminal=1 mode=1 ppolar=no
New | Monitor. |  | Tpx351019C0 | _power | _voltage | element= | Line. | Tpx351019C0 | terminal=1 | mode=1 | ppolar=no | New Monitor.Tpx351019C0_power element=Line.Tpx351019C0 terminal=1 mode=1 ppolar=no | New Monitor.Tpx351019C0_voltage element=Line.Tpx351019C0 terminal=1 mode=1 ppolar=no
New | Monitor. | linhaPV_ | Tpx351020C0 | _power | _voltage | element= | Line. | Tpx351020C0 | terminal=1 | mode=1 | ppolar=no | New Monitor.linhaPV_Tpx351020C0_power element=Line.Tpx351020C0 terminal=1 mode=1 ppolar=no | New Monitor.linhaPV_Tpx351020C0_voltage element=Line.Tpx351020C0 terminal=1 mode=1 ppolar=no
New | Monitor. |  | Tpx351021C0 | _power | _voltage | element= | Line. | Tpx351021C0 | terminal=1 | mode=1 | ppolar=no | New Monitor.Tpx351021C0_power element=Line.Tpx351021C0 terminal=1 mode=1 ppolar=no | New Monitor.Tpx351021C0_voltage element=Line.Tpx351021C0 terminal=1 mode=1 ppolar=no
New | Monitor. | linhaPV_ | Tpx354851B0 | _power | _voltage | element= | Line. | Tpx354851B0 | terminal=1 | mode=1 | ppolar=no | New Monitor.linhaPV_Tpx354851B0_power element=Line.Tpx354851B0 terminal=1 mode=1 ppolar=no | New Monitor.linhaPV_Tpx354851B0_voltage element=Line.Tpx354851B0 terminal=1 mode=1 ppolar=no
New | Monitor. |  | Tpx355358B0 | _power | _voltage | element= | Line. | Tpx355358B0 | terminal=1 | mode=1 | ppolar=no | New Monitor.Tpx355358B0_power element=Line.Tpx355358B0 terminal=1 mode=1 ppolar=no | New Monitor.Tpx355358B0_voltage element=Line.Tpx355358B0 terminal=1 mode=1 ppolar=no
New | Monitor. |  | Tpx355359B0 | _power | _voltage | element= | Line. | Tpx355359B0 | terminal=1 | mode=1 | ppolar=no | New Monitor.Tpx355359B0_power element=Line.Tpx355359B0 terminal=1 mode=1 ppolar=no | New Monitor.Tpx355359B0_voltage element=Line.Tpx355359B0 terminal=1 mode=1 ppolar=no
New | Monitor. |  | Tpx355375A0 | _power | _voltage | element= | Line. | Tpx355375A0 | terminal=1 | mode=1 | ppolar=no | New Monitor.Tpx355375A0_power element=Line.Tpx355375A0 terminal=1 mode=1 ppolar=no | New Monitor.Tpx355375A0_voltage element=Line.Tpx355375A0 terminal=1 mode=1 ppolar=no
New | Monitor. |  | Tpx355376B0 | _power | _voltage | element= | Line. | Tpx355376B0 | terminal=1 | mode=1 | ppolar=no | New Monitor.Tpx355376B0_power element=Line.Tpx355376B0 terminal=1 mode=1 ppolar=no | New Monitor.Tpx355376B0_voltage element=Line.Tpx355376B0 terminal=1 mode=1 ppolar=no
New | Monitor. | linhaPV_ | Tpx355431C0 | _power | _voltage | element= | Line. | Tpx355431C0 | terminal=1 | mode=1 | ppolar=no | New Monitor.linhaPV_Tpx355431C0_power element=Line.Tpx355431C0 terminal=1 mode=1 ppolar=no | New Monitor.linhaPV_Tpx355431C0_voltage element=Line.Tpx355431C0 terminal=1 mode=1 ppolar=no
New | Monitor. | linhaPV_ | Tpx355432C0 | _power | _voltage | element= | Line. | Tpx355432C0 | terminal=1 | mode=1 | ppolar=no | New Monitor.linhaPV_Tpx355432C0_power element=Line.Tpx355432C0 terminal=1 mode=1 ppolar=no | New Monitor.linhaPV_Tpx355432C0_voltage element=Line.Tpx355432C0 terminal=1 mode=1 ppolar=no
New | Monitor. | linhaPV_ | Tpx355433C0 | _power | _voltage | element= | Line. | Tpx355433C0 | terminal=1 | mode=1 | ppolar=no | New Monitor.linhaPV_Tpx355433C0_power element=Line.Tpx355433C0 terminal=1 mode=1 ppolar=no | New Monitor.linhaPV_Tpx355433C0_voltage element=Line.Tpx355433C0 terminal=1 mode=1 ppolar=no
New | Monitor. | linhaPV_ | Tpx355437C0 | _power | _voltage | element= | Line. | Tpx355437C0 | terminal=1 | mode=1 | ppolar=no | New Monitor.linhaPV_Tpx355437C0_power element=Line.Tpx355437C0 terminal=1 mode=1 ppolar=no | New Monitor.linhaPV_Tpx355437C0_voltage element=Line.Tpx355437C0 terminal=1 mode=1 ppolar=no
New | Monitor. | linhaPV_ | Tpx355438C0 | _power | _voltage | element= | Line. | Tpx355438C0 | terminal=1 | mode=1 | ppolar=no | New Monitor.linhaPV_Tpx355438C0_power element=Line.Tpx355438C0 terminal=1 mode=1 ppolar=no | New Monitor.linhaPV_Tpx355438C0_voltage element=Line.Tpx355438C0 terminal=1 mode=1 ppolar=no
New | Monitor. | linhaPV_ | Tpx355584B0 | _power | _voltage | element= | Line. | Tpx355584B0 | terminal=1 | mode=1 | ppolar=no | New Monitor.linhaPV_Tpx355584B0_power element=Line.Tpx355584B0 terminal=1 mode=1 ppolar=no | New Monitor.linhaPV_Tpx355584B0_voltage element=Line.Tpx355584B0 terminal=1 mode=1 ppolar=no
New | Monitor. |  | Tpx355585B0 | _power | _voltage | element= | Line. | Tpx355585B0 | terminal=1 | mode=1 | ppolar=no | New Monitor.Tpx355585B0_power element=Line.Tpx355585B0 terminal=1 mode=1 ppolar=no | New Monitor.Tpx355585B0_voltage element=Line.Tpx355585B0 terminal=1 mode=1 ppolar=no
New | Monitor. | linhaPV_ | Tpx355586B0 | _power | _voltage | element= | Line. | Tpx355586B0 | terminal=1 | mode=1 | ppolar=no | New Monitor.linhaPV_Tpx355586B0_power element=Line.Tpx355586B0 terminal=1 mode=1 ppolar=no | New Monitor.linhaPV_Tpx355586B0_voltage element=Line.Tpx355586B0 terminal=1 mode=1 ppolar=no
New | Monitor. | linhaPV_ | Tpx355587B0 | _power | _voltage | element= | Line. | Tpx355587B0 | terminal=1 | mode=1 | ppolar=no | New Monitor.linhaPV_Tpx355587B0_power element=Line.Tpx355587B0 terminal=1 mode=1 ppolar=no | New Monitor.linhaPV_Tpx355587B0_voltage element=Line.Tpx355587B0 terminal=1 mode=1 ppolar=no
New | Monitor. |  | Tpx355588B0 | _power | _voltage | element= | Line. | Tpx355588B0 | terminal=1 | mode=1 | ppolar=no | New Monitor.Tpx355588B0_power element=Line.Tpx355588B0 terminal=1 mode=1 ppolar=no | New Monitor.Tpx355588B0_voltage element=Line.Tpx355588B0 terminal=1 mode=1 ppolar=no
New | Monitor. |  | Tpx355589B0 | _power | _voltage | element= | Line. | Tpx355589B0 | terminal=1 | mode=1 | ppolar=no | New Monitor.Tpx355589B0_power element=Line.Tpx355589B0 terminal=1 mode=1 ppolar=no | New Monitor.Tpx355589B0_voltage element=Line.Tpx355589B0 terminal=1 mode=1 ppolar=no
New | Monitor. |  | Tpx355590B0 | _power | _voltage | element= | Line. | Tpx355590B0 | terminal=1 | mode=1 | ppolar=no | New Monitor.Tpx355590B0_power element=Line.Tpx355590B0 terminal=1 mode=1 ppolar=no | New Monitor.Tpx355590B0_voltage element=Line.Tpx355590B0 terminal=1 mode=1 ppolar=no
New | Monitor. |  | Tpx355591B0 | _power | _voltage | element= | Line. | Tpx355591B0 | terminal=1 | mode=1 | ppolar=no | New Monitor.Tpx355591B0_power element=Line.Tpx355591B0 terminal=1 mode=1 ppolar=no | New Monitor.Tpx355591B0_voltage element=Line.Tpx355591B0 terminal=1 mode=1 ppolar=no
New | Monitor. |  | Tpx355592B0 | _power | _voltage | element= | Line. | Tpx355592B0 | terminal=1 | mode=1 | ppolar=no | New Monitor.Tpx355592B0_power element=Line.Tpx355592B0 terminal=1 mode=1 ppolar=no | New Monitor.Tpx355592B0_voltage element=Line.Tpx355592B0 terminal=1 mode=1 ppolar=no
New | Monitor. |  | Tpx355593B0 | _power | _voltage | element= | Line. | Tpx355593B0 | terminal=1 | mode=1 | ppolar=no | New Monitor.Tpx355593B0_power element=Line.Tpx355593B0 terminal=1 mode=1 ppolar=no | New Monitor.Tpx355593B0_voltage element=Line.Tpx355593B0 terminal=1 mode=1 ppolar=no
New | Monitor. |  | Tpx355595B0 | _power | _voltage | element= | Line. | Tpx355595B0 | terminal=1 | mode=1 | ppolar=no | New Monitor.Tpx355595B0_power element=Line.Tpx355595B0 terminal=1 mode=1 ppolar=no | New Monitor.Tpx355595B0_voltage element=Line.Tpx355595B0 terminal=1 mode=1 ppolar=no
New | Monitor. |  | Tpx355596B0 | _power | _voltage | element= | Line. | Tpx355596B0 | terminal=1 | mode=1 | ppolar=no | New Monitor.Tpx355596B0_power element=Line.Tpx355596B0 terminal=1 mode=1 ppolar=no | New Monitor.Tpx355596B0_voltage element=Line.Tpx355596B0 terminal=1 mode=1 ppolar=no
New | Monitor. |  | Tpx355597B0 | _power | _voltage | element= | Line. | Tpx355597B0 | terminal=1 | mode=1 | ppolar=no | New Monitor.Tpx355597B0_power element=Line.Tpx355597B0 terminal=1 mode=1 ppolar=no | New Monitor.Tpx355597B0_voltage element=Line.Tpx355597B0 terminal=1 mode=1 ppolar=no
New | Monitor. |  | Tpx355598B0 | _power | _voltage | element= | Line. | Tpx355598B0 | terminal=1 | mode=1 | ppolar=no | New Monitor.Tpx355598B0_power element=Line.Tpx355598B0 terminal=1 mode=1 ppolar=no | New Monitor.Tpx355598B0_voltage element=Line.Tpx355598B0 terminal=1 mode=1 ppolar=no
New | Monitor. | linhaPV_ | Tpx355599B0 | _power | _voltage | element= | Line. | Tpx355599B0 | terminal=1 | mode=1 | ppolar=no | New Monitor.linhaPV_Tpx355599B0_power element=Line.Tpx355599B0 terminal=1 mode=1 ppolar=no | New Monitor.linhaPV_Tpx355599B0_voltage element=Line.Tpx355599B0 terminal=1 mode=1 ppolar=no
New | Monitor. |  | Tpx355600B0 | _power | _voltage | element= | Line. | Tpx355600B0 | terminal=1 | mode=1 | ppolar=no | New Monitor.Tpx355600B0_power element=Line.Tpx355600B0 terminal=1 mode=1 ppolar=no | New Monitor.Tpx355600B0_voltage element=Line.Tpx355600B0 terminal=1 mode=1 ppolar=no
New | Monitor. |  | Tpx355601B0 | _power | _voltage | element= | Line. | Tpx355601B0 | terminal=1 | mode=1 | ppolar=no | New Monitor.Tpx355601B0_power element=Line.Tpx355601B0 terminal=1 mode=1 ppolar=no | New Monitor.Tpx355601B0_voltage element=Line.Tpx355601B0 terminal=1 mode=1 ppolar=no
New | Monitor. |  | Tpx355602B0 | _power | _voltage | element= | Line. | Tpx355602B0 | terminal=1 | mode=1 | ppolar=no | New Monitor.Tpx355602B0_power element=Line.Tpx355602B0 terminal=1 mode=1 ppolar=no | New Monitor.Tpx355602B0_voltage element=Line.Tpx355602B0 terminal=1 mode=1 ppolar=no
New | Monitor. | linhaPV_ | Tpx355603B0 | _power | _voltage | element= | Line. | Tpx355603B0 | terminal=1 | mode=1 | ppolar=no | New Monitor.linhaPV_Tpx355603B0_power element=Line.Tpx355603B0 terminal=1 mode=1 ppolar=no | New Monitor.linhaPV_Tpx355603B0_voltage element=Line.Tpx355603B0 terminal=1 mode=1 ppolar=no
New | Monitor. |  | Tpx355604B0 | _power | _voltage | element= | Line. | Tpx355604B0 | terminal=1 | mode=1 | ppolar=no | New Monitor.Tpx355604B0_power element=Line.Tpx355604B0 terminal=1 mode=1 ppolar=no | New Monitor.Tpx355604B0_voltage element=Line.Tpx355604B0 terminal=1 mode=1 ppolar=no
New | Monitor. | linhaPV_ | Tpx355605B0 | _power | _voltage | element= | Line. | Tpx355605B0 | terminal=1 | mode=1 | ppolar=no | New Monitor.linhaPV_Tpx355605B0_power element=Line.Tpx355605B0 terminal=1 mode=1 ppolar=no | New Monitor.linhaPV_Tpx355605B0_voltage element=Line.Tpx355605B0 terminal=1 mode=1 ppolar=no
New | Monitor. |  | Tpx355606B0 | _power | _voltage | element= | Line. | Tpx355606B0 | terminal=1 | mode=1 | ppolar=no | New Monitor.Tpx355606B0_power element=Line.Tpx355606B0 terminal=1 mode=1 ppolar=no | New Monitor.Tpx355606B0_voltage element=Line.Tpx355606B0 terminal=1 mode=1 ppolar=no
New | Monitor. | linhaPV_ | Tpx355607B0 | _power | _voltage | element= | Line. | Tpx355607B0 | terminal=1 | mode=1 | ppolar=no | New Monitor.linhaPV_Tpx355607B0_power element=Line.Tpx355607B0 terminal=1 mode=1 ppolar=no | New Monitor.linhaPV_Tpx355607B0_voltage element=Line.Tpx355607B0 terminal=1 mode=1 ppolar=no
New | Monitor. |  | Tpx355618B0 | _power | _voltage | element= | Line. | Tpx355618B0 | terminal=1 | mode=1 | ppolar=no | New Monitor.Tpx355618B0_power element=Line.Tpx355618B0 terminal=1 mode=1 ppolar=no | New Monitor.Tpx355618B0_voltage element=Line.Tpx355618B0 terminal=1 mode=1 ppolar=no
New | Monitor. |  | Tpx355767B0 | _power | _voltage | element= | Line. | Tpx355767B0 | terminal=1 | mode=1 | ppolar=no | New Monitor.Tpx355767B0_power element=Line.Tpx355767B0 terminal=1 mode=1 ppolar=no | New Monitor.Tpx355767B0_voltage element=Line.Tpx355767B0 terminal=1 mode=1 ppolar=no
New | Monitor. | linhaPV_ | Tpx355768B0 | _power | _voltage | element= | Line. | Tpx355768B0 | terminal=1 | mode=1 | ppolar=no | New Monitor.linhaPV_Tpx355768B0_power element=Line.Tpx355768B0 terminal=1 mode=1 ppolar=no | New Monitor.linhaPV_Tpx355768B0_voltage element=Line.Tpx355768B0 terminal=1 mode=1 ppolar=no
New | Monitor. |  | Tpx355773A0 | _power | _voltage | element= | Line. | Tpx355773A0 | terminal=1 | mode=1 | ppolar=no | New Monitor.Tpx355773A0_power element=Line.Tpx355773A0 terminal=1 mode=1 ppolar=no | New Monitor.Tpx355773A0_voltage element=Line.Tpx355773A0 terminal=1 mode=1 ppolar=no
New | Monitor. |  | Tpx355777B0 | _power | _voltage | element= | Line. | Tpx355777B0 | terminal=1 | mode=1 | ppolar=no | New Monitor.Tpx355777B0_power element=Line.Tpx355777B0 terminal=1 mode=1 ppolar=no | New Monitor.Tpx355777B0_voltage element=Line.Tpx355777B0 terminal=1 mode=1 ppolar=no
New | Monitor. |  | Tpx355778C0 | _power | _voltage | element= | Line. | Tpx355778C0 | terminal=1 | mode=1 | ppolar=no | New Monitor.Tpx355778C0_power element=Line.Tpx355778C0 terminal=1 mode=1 ppolar=no | New Monitor.Tpx355778C0_voltage element=Line.Tpx355778C0 terminal=1 mode=1 ppolar=no
New | Monitor. |  | Tpx355779C0 | _power | _voltage | element= | Line. | Tpx355779C0 | terminal=1 | mode=1 | ppolar=no | New Monitor.Tpx355779C0_power element=Line.Tpx355779C0 terminal=1 mode=1 ppolar=no | New Monitor.Tpx355779C0_voltage element=Line.Tpx355779C0 terminal=1 mode=1 ppolar=no
New | Monitor. |  | Tpx355780B0 | _power | _voltage | element= | Line. | Tpx355780B0 | terminal=1 | mode=1 | ppolar=no | New Monitor.Tpx355780B0_power element=Line.Tpx355780B0 terminal=1 mode=1 ppolar=no | New Monitor.Tpx355780B0_voltage element=Line.Tpx355780B0 terminal=1 mode=1 ppolar=no
New | Monitor. |  | Tpx355840B0 | _power | _voltage | element= | Line. | Tpx355840B0 | terminal=1 | mode=1 | ppolar=no | New Monitor.Tpx355840B0_power element=Line.Tpx355840B0 terminal=1 mode=1 ppolar=no | New Monitor.Tpx355840B0_voltage element=Line.Tpx355840B0 terminal=1 mode=1 ppolar=no
New | Monitor. |  | Tpx355842A0 | _power | _voltage | element= | Line. | Tpx355842A0 | terminal=1 | mode=1 | ppolar=no | New Monitor.Tpx355842A0_power element=Line.Tpx355842A0 terminal=1 mode=1 ppolar=no | New Monitor.Tpx355842A0_voltage element=Line.Tpx355842A0 terminal=1 mode=1 ppolar=no
New | Monitor. |  | Tpx355843A0 | _power | _voltage | element= | Line. | Tpx355843A0 | terminal=1 | mode=1 | ppolar=no | New Monitor.Tpx355843A0_power element=Line.Tpx355843A0 terminal=1 mode=1 ppolar=no | New Monitor.Tpx355843A0_voltage element=Line.Tpx355843A0 terminal=1 mode=1 ppolar=no
New | Monitor. |  | Tpx355933A0 | _power | _voltage | element= | Line. | Tpx355933A0 | terminal=1 | mode=1 | ppolar=no | New Monitor.Tpx355933A0_power element=Line.Tpx355933A0 terminal=1 mode=1 ppolar=no | New Monitor.Tpx355933A0_voltage element=Line.Tpx355933A0 terminal=1 mode=1 ppolar=no
New | Monitor. |  | Tpx355934A0 | _power | _voltage | element= | Line. | Tpx355934A0 | terminal=1 | mode=1 | ppolar=no | New Monitor.Tpx355934A0_power element=Line.Tpx355934A0 terminal=1 mode=1 ppolar=no | New Monitor.Tpx355934A0_voltage element=Line.Tpx355934A0 terminal=1 mode=1 ppolar=no
New | Monitor. |  | Tpx355935A0 | _power | _voltage | element= | Line. | Tpx355935A0 | terminal=1 | mode=1 | ppolar=no | New Monitor.Tpx355935A0_power element=Line.Tpx355935A0 terminal=1 mode=1 ppolar=no | New Monitor.Tpx355935A0_voltage element=Line.Tpx355935A0 terminal=1 mode=1 ppolar=no
New | Monitor. | linhaPV_ | Tpx355936A0 | _power | _voltage | element= | Line. | Tpx355936A0 | terminal=1 | mode=1 | ppolar=no | New Monitor.linhaPV_Tpx355936A0_power element=Line.Tpx355936A0 terminal=1 mode=1 ppolar=no | New Monitor.linhaPV_Tpx355936A0_voltage element=Line.Tpx355936A0 terminal=1 mode=1 ppolar=no
New | Monitor. | linhaPV_ | Tpx355937A0 | _power | _voltage | element= | Line. | Tpx355937A0 | terminal=1 | mode=1 | ppolar=no | New Monitor.linhaPV_Tpx355937A0_power element=Line.Tpx355937A0 terminal=1 mode=1 ppolar=no | New Monitor.linhaPV_Tpx355937A0_voltage element=Line.Tpx355937A0 terminal=1 mode=1 ppolar=no
New | Monitor. |  | Tpx355938A0 | _power | _voltage | element= | Line. | Tpx355938A0 | terminal=1 | mode=1 | ppolar=no | New Monitor.Tpx355938A0_power element=Line.Tpx355938A0 terminal=1 mode=1 ppolar=no | New Monitor.Tpx355938A0_voltage element=Line.Tpx355938A0 terminal=1 mode=1 ppolar=no
New | Monitor. |  | Tpx355942A0 | _power | _voltage | element= | Line. | Tpx355942A0 | terminal=1 | mode=1 | ppolar=no | New Monitor.Tpx355942A0_power element=Line.Tpx355942A0 terminal=1 mode=1 ppolar=no | New Monitor.Tpx355942A0_voltage element=Line.Tpx355942A0 terminal=1 mode=1 ppolar=no
New | Monitor. | linhaPV_ | Tpx355943C0 | _power | _voltage | element= | Line. | Tpx355943C0 | terminal=1 | mode=1 | ppolar=no | New Monitor.linhaPV_Tpx355943C0_power element=Line.Tpx355943C0 terminal=1 mode=1 ppolar=no | New Monitor.linhaPV_Tpx355943C0_voltage element=Line.Tpx355943C0 terminal=1 mode=1 ppolar=no
New | Monitor. |  | Tpx355944B0 | _power | _voltage | element= | Line. | Tpx355944B0 | terminal=1 | mode=1 | ppolar=no | New Monitor.Tpx355944B0_power element=Line.Tpx355944B0 terminal=1 mode=1 ppolar=no | New Monitor.Tpx355944B0_voltage element=Line.Tpx355944B0 terminal=1 mode=1 ppolar=no
New | Monitor. |  | Tpx356007A0 | _power | _voltage | element= | Line. | Tpx356007A0 | terminal=1 | mode=1 | ppolar=no | New Monitor.Tpx356007A0_power element=Line.Tpx356007A0 terminal=1 mode=1 ppolar=no | New Monitor.Tpx356007A0_voltage element=Line.Tpx356007A0 terminal=1 mode=1 ppolar=no
New | Monitor. |  | Tpx356008A0 | _power | _voltage | element= | Line. | Tpx356008A0 | terminal=1 | mode=1 | ppolar=no | New Monitor.Tpx356008A0_power element=Line.Tpx356008A0 terminal=1 mode=1 ppolar=no | New Monitor.Tpx356008A0_voltage element=Line.Tpx356008A0 terminal=1 mode=1 ppolar=no
New | Monitor. |  | Tpx356009A0 | _power | _voltage | element= | Line. | Tpx356009A0 | terminal=1 | mode=1 | ppolar=no | New Monitor.Tpx356009A0_power element=Line.Tpx356009A0 terminal=1 mode=1 ppolar=no | New Monitor.Tpx356009A0_voltage element=Line.Tpx356009A0 terminal=1 mode=1 ppolar=no
New | Monitor. |  | Tpx356010A0 | _power | _voltage | element= | Line. | Tpx356010A0 | terminal=1 | mode=1 | ppolar=no | New Monitor.Tpx356010A0_power element=Line.Tpx356010A0 terminal=1 mode=1 ppolar=no | New Monitor.Tpx356010A0_voltage element=Line.Tpx356010A0 terminal=1 mode=1 ppolar=no
New | Monitor. |  | Tpx356011A0 | _power | _voltage | element= | Line. | Tpx356011A0 | terminal=1 | mode=1 | ppolar=no | New Monitor.Tpx356011A0_power element=Line.Tpx356011A0 terminal=1 mode=1 ppolar=no | New Monitor.Tpx356011A0_voltage element=Line.Tpx356011A0 terminal=1 mode=1 ppolar=no
New | Monitor. |  | Tpx356012A0 | _power | _voltage | element= | Line. | Tpx356012A0 | terminal=1 | mode=1 | ppolar=no | New Monitor.Tpx356012A0_power element=Line.Tpx356012A0 terminal=1 mode=1 ppolar=no | New Monitor.Tpx356012A0_voltage element=Line.Tpx356012A0 terminal=1 mode=1 ppolar=no
New | Monitor. |  | Tpx356013A0 | _power | _voltage | element= | Line. | Tpx356013A0 | terminal=1 | mode=1 | ppolar=no | New Monitor.Tpx356013A0_power element=Line.Tpx356013A0 terminal=1 mode=1 ppolar=no | New Monitor.Tpx356013A0_voltage element=Line.Tpx356013A0 terminal=1 mode=1 ppolar=no
New | Monitor. |  | Tpx356014A0 | _power | _voltage | element= | Line. | Tpx356014A0 | terminal=1 | mode=1 | ppolar=no | New Monitor.Tpx356014A0_power element=Line.Tpx356014A0 terminal=1 mode=1 ppolar=no | New Monitor.Tpx356014A0_voltage element=Line.Tpx356014A0 terminal=1 mode=1 ppolar=no
New | Monitor. |  | Tpx356015A0 | _power | _voltage | element= | Line. | Tpx356015A0 | terminal=1 | mode=1 | ppolar=no | New Monitor.Tpx356015A0_power element=Line.Tpx356015A0 terminal=1 mode=1 ppolar=no | New Monitor.Tpx356015A0_voltage element=Line.Tpx356015A0 terminal=1 mode=1 ppolar=no
New | Monitor. | linhaPV_ | Tpx356062B0 | _power | _voltage | element= | Line. | Tpx356062B0 | terminal=1 | mode=1 | ppolar=no | New Monitor.linhaPV_Tpx356062B0_power element=Line.Tpx356062B0 terminal=1 mode=1 ppolar=no | New Monitor.linhaPV_Tpx356062B0_voltage element=Line.Tpx356062B0 terminal=1 mode=1 ppolar=no
New | Monitor. |  | Tpx356063C0 | _power | _voltage | element= | Line. | Tpx356063C0 | terminal=1 | mode=1 | ppolar=no | New Monitor.Tpx356063C0_power element=Line.Tpx356063C0 terminal=1 mode=1 ppolar=no | New Monitor.Tpx356063C0_voltage element=Line.Tpx356063C0 terminal=1 mode=1 ppolar=no
New | Monitor. | linhaPV_ | Tpx356064B0 | _power | _voltage | element= | Line. | Tpx356064B0 | terminal=1 | mode=1 | ppolar=no | New Monitor.linhaPV_Tpx356064B0_power element=Line.Tpx356064B0 terminal=1 mode=1 ppolar=no | New Monitor.linhaPV_Tpx356064B0_voltage element=Line.Tpx356064B0 terminal=1 mode=1 ppolar=no
New | Monitor. |  | Tpx356065B0 | _power | _voltage | element= | Line. | Tpx356065B0 | terminal=1 | mode=1 | ppolar=no | New Monitor.Tpx356065B0_power element=Line.Tpx356065B0 terminal=1 mode=1 ppolar=no | New Monitor.Tpx356065B0_voltage element=Line.Tpx356065B0 terminal=1 mode=1 ppolar=no
New | Monitor. | linhaPV_ | Tpx356787C0 | _power | _voltage | element= | Line. | Tpx356787C0 | terminal=1 | mode=1 | ppolar=no | New Monitor.linhaPV_Tpx356787C0_power element=Line.Tpx356787C0 terminal=1 mode=1 ppolar=no | New Monitor.linhaPV_Tpx356787C0_voltage element=Line.Tpx356787C0 terminal=1 mode=1 ppolar=no
New | Monitor. |  | Tpx356788C0 | _power | _voltage | element= | Line. | Tpx356788C0 | terminal=1 | mode=1 | ppolar=no | New Monitor.Tpx356788C0_power element=Line.Tpx356788C0 terminal=1 mode=1 ppolar=no | New Monitor.Tpx356788C0_voltage element=Line.Tpx356788C0 terminal=1 mode=1 ppolar=no
New | Monitor. |  | Tpx356789C0 | _power | _voltage | element= | Line. | Tpx356789C0 | terminal=1 | mode=1 | ppolar=no | New Monitor.Tpx356789C0_power element=Line.Tpx356789C0 terminal=1 mode=1 ppolar=no | New Monitor.Tpx356789C0_voltage element=Line.Tpx356789C0 terminal=1 mode=1 ppolar=no
New | Monitor. |  | Tpx356790C0 | _power | _voltage | element= | Line. | Tpx356790C0 | terminal=1 | mode=1 | ppolar=no | New Monitor.Tpx356790C0_power element=Line.Tpx356790C0 terminal=1 mode=1 ppolar=no | New Monitor.Tpx356790C0_voltage element=Line.Tpx356790C0 terminal=1 mode=1 ppolar=no
New | Monitor. | linhaPV_ | Tpx356791C0 | _power | _voltage | element= | Line. | Tpx356791C0 | terminal=1 | mode=1 | ppolar=no | New Monitor.linhaPV_Tpx356791C0_power element=Line.Tpx356791C0 terminal=1 mode=1 ppolar=no | New Monitor.linhaPV_Tpx356791C0_voltage element=Line.Tpx356791C0 terminal=1 mode=1 ppolar=no
New | Monitor. | linhaPV_ | Tpx356793C0 | _power | _voltage | element= | Line. | Tpx356793C0 | terminal=1 | mode=1 | ppolar=no | New Monitor.linhaPV_Tpx356793C0_power element=Line.Tpx356793C0 terminal=1 mode=1 ppolar=no | New Monitor.linhaPV_Tpx356793C0_voltage element=Line.Tpx356793C0 terminal=1 mode=1 ppolar=no
New | Monitor. |  | Tpx356794C0 | _power | _voltage | element= | Line. | Tpx356794C0 | terminal=1 | mode=1 | ppolar=no | New Monitor.Tpx356794C0_power element=Line.Tpx356794C0 terminal=1 mode=1 ppolar=no | New Monitor.Tpx356794C0_voltage element=Line.Tpx356794C0 terminal=1 mode=1 ppolar=no
New | Monitor. | linhaPV_ | Tpx356795C0 | _power | _voltage | element= | Line. | Tpx356795C0 | terminal=1 | mode=1 | ppolar=no | New Monitor.linhaPV_Tpx356795C0_power element=Line.Tpx356795C0 terminal=1 mode=1 ppolar=no | New Monitor.linhaPV_Tpx356795C0_voltage element=Line.Tpx356795C0 terminal=1 mode=1 ppolar=no
New | Monitor. |  | Tpx356796C0 | _power | _voltage | element= | Line. | Tpx356796C0 | terminal=1 | mode=1 | ppolar=no | New Monitor.Tpx356796C0_power element=Line.Tpx356796C0 terminal=1 mode=1 ppolar=no | New Monitor.Tpx356796C0_voltage element=Line.Tpx356796C0 terminal=1 mode=1 ppolar=no
New | Monitor. | linhaPV_ | Tpx356797C0 | _power | _voltage | element= | Line. | Tpx356797C0 | terminal=1 | mode=1 | ppolar=no | New Monitor.linhaPV_Tpx356797C0_power element=Line.Tpx356797C0 terminal=1 mode=1 ppolar=no | New Monitor.linhaPV_Tpx356797C0_voltage element=Line.Tpx356797C0 terminal=1 mode=1 ppolar=no
New | Monitor. | linhaPV_ | Tpx356798C0 | _power | _voltage | element= | Line. | Tpx356798C0 | terminal=1 | mode=1 | ppolar=no | New Monitor.linhaPV_Tpx356798C0_power element=Line.Tpx356798C0 terminal=1 mode=1 ppolar=no | New Monitor.linhaPV_Tpx356798C0_voltage element=Line.Tpx356798C0 terminal=1 mode=1 ppolar=no
New | Monitor. | linhaPV_ | Tpx356800A0 | _power | _voltage | element= | Line. | Tpx356800A0 | terminal=1 | mode=1 | ppolar=no | New Monitor.linhaPV_Tpx356800A0_power element=Line.Tpx356800A0 terminal=1 mode=1 ppolar=no | New Monitor.linhaPV_Tpx356800A0_voltage element=Line.Tpx356800A0 terminal=1 mode=1 ppolar=no
New | Monitor. |  | Tpx356801A0 | _power | _voltage | element= | Line. | Tpx356801A0 | terminal=1 | mode=1 | ppolar=no | New Monitor.Tpx356801A0_power element=Line.Tpx356801A0 terminal=1 mode=1 ppolar=no | New Monitor.Tpx356801A0_voltage element=Line.Tpx356801A0 terminal=1 mode=1 ppolar=no
New | Monitor. |  | Tpx356802A0 | _power | _voltage | element= | Line. | Tpx356802A0 | terminal=1 | mode=1 | ppolar=no | New Monitor.Tpx356802A0_power element=Line.Tpx356802A0 terminal=1 mode=1 ppolar=no | New Monitor.Tpx356802A0_voltage element=Line.Tpx356802A0 terminal=1 mode=1 ppolar=no
New | Monitor. |  | Tpx356803A0 | _power | _voltage | element= | Line. | Tpx356803A0 | terminal=1 | mode=1 | ppolar=no | New Monitor.Tpx356803A0_power element=Line.Tpx356803A0 terminal=1 mode=1 ppolar=no | New Monitor.Tpx356803A0_voltage element=Line.Tpx356803A0 terminal=1 mode=1 ppolar=no
New | Monitor. |  | Tpx356804A0 | _power | _voltage | element= | Line. | Tpx356804A0 | terminal=1 | mode=1 | ppolar=no | New Monitor.Tpx356804A0_power element=Line.Tpx356804A0 terminal=1 mode=1 ppolar=no | New Monitor.Tpx356804A0_voltage element=Line.Tpx356804A0 terminal=1 mode=1 ppolar=no
New | Monitor. |  | Tpx356805A0 | _power | _voltage | element= | Line. | Tpx356805A0 | terminal=1 | mode=1 | ppolar=no | New Monitor.Tpx356805A0_power element=Line.Tpx356805A0 terminal=1 mode=1 ppolar=no | New Monitor.Tpx356805A0_voltage element=Line.Tpx356805A0 terminal=1 mode=1 ppolar=no
New | Monitor. | linhaPV_ | Tpx356807A0 | _power | _voltage | element= | Line. | Tpx356807A0 | terminal=1 | mode=1 | ppolar=no | New Monitor.linhaPV_Tpx356807A0_power element=Line.Tpx356807A0 terminal=1 mode=1 ppolar=no | New Monitor.linhaPV_Tpx356807A0_voltage element=Line.Tpx356807A0 terminal=1 mode=1 ppolar=no
New | Monitor. | linhaPV_ | Tpx356808A0 | _power | _voltage | element= | Line. | Tpx356808A0 | terminal=1 | mode=1 | ppolar=no | New Monitor.linhaPV_Tpx356808A0_power element=Line.Tpx356808A0 terminal=1 mode=1 ppolar=no | New Monitor.linhaPV_Tpx356808A0_voltage element=Line.Tpx356808A0 terminal=1 mode=1 ppolar=no
New | Monitor. |  | Tpx356809A0 | _power | _voltage | element= | Line. | Tpx356809A0 | terminal=1 | mode=1 | ppolar=no | New Monitor.Tpx356809A0_power element=Line.Tpx356809A0 terminal=1 mode=1 ppolar=no | New Monitor.Tpx356809A0_voltage element=Line.Tpx356809A0 terminal=1 mode=1 ppolar=no
New | Monitor. |  | Tpx356810C0 | _power | _voltage | element= | Line. | Tpx356810C0 | terminal=1 | mode=1 | ppolar=no | New Monitor.Tpx356810C0_power element=Line.Tpx356810C0 terminal=1 mode=1 ppolar=no | New Monitor.Tpx356810C0_voltage element=Line.Tpx356810C0 terminal=1 mode=1 ppolar=no
New | Monitor. |  | Tpx356811A0 | _power | _voltage | element= | Line. | Tpx356811A0 | terminal=1 | mode=1 | ppolar=no | New Monitor.Tpx356811A0_power element=Line.Tpx356811A0 terminal=1 mode=1 ppolar=no | New Monitor.Tpx356811A0_voltage element=Line.Tpx356811A0 terminal=1 mode=1 ppolar=no
New | Monitor. | linhaPV_ | Tpx356814C0 | _power | _voltage | element= | Line. | Tpx356814C0 | terminal=1 | mode=1 | ppolar=no | New Monitor.linhaPV_Tpx356814C0_power element=Line.Tpx356814C0 terminal=1 mode=1 ppolar=no | New Monitor.linhaPV_Tpx356814C0_voltage element=Line.Tpx356814C0 terminal=1 mode=1 ppolar=no
New | Monitor. |  | Tpx356815A0 | _power | _voltage | element= | Line. | Tpx356815A0 | terminal=1 | mode=1 | ppolar=no | New Monitor.Tpx356815A0_power element=Line.Tpx356815A0 terminal=1 mode=1 ppolar=no | New Monitor.Tpx356815A0_voltage element=Line.Tpx356815A0 terminal=1 mode=1 ppolar=no
New | Monitor. |  | Tpx391736B0 | _power | _voltage | element= | Line. | Tpx391736B0 | terminal=1 | mode=1 | ppolar=no | New Monitor.Tpx391736B0_power element=Line.Tpx391736B0 terminal=1 mode=1 ppolar=no | New Monitor.Tpx391736B0_voltage element=Line.Tpx391736B0 terminal=1 mode=1 ppolar=no
New | Monitor. | linhaPV_ | Tpx391737B0 | _power | _voltage | element= | Line. | Tpx391737B0 | terminal=1 | mode=1 | ppolar=no | New Monitor.linhaPV_Tpx391737B0_power element=Line.Tpx391737B0 terminal=1 mode=1 ppolar=no | New Monitor.linhaPV_Tpx391737B0_voltage element=Line.Tpx391737B0 terminal=1 mode=1 ppolar=no
New | Monitor. |  | Tpx391738B0 | _power | _voltage | element= | Line. | Tpx391738B0 | terminal=1 | mode=1 | ppolar=no | New Monitor.Tpx391738B0_power element=Line.Tpx391738B0 terminal=1 mode=1 ppolar=no | New Monitor.Tpx391738B0_voltage element=Line.Tpx391738B0 terminal=1 mode=1 ppolar=no
New | Monitor. | linhaPV_ | Tpx391739B0 | _power | _voltage | element= | Line. | Tpx391739B0 | terminal=1 | mode=1 | ppolar=no | New Monitor.linhaPV_Tpx391739B0_power element=Line.Tpx391739B0 terminal=1 mode=1 ppolar=no | New Monitor.linhaPV_Tpx391739B0_voltage element=Line.Tpx391739B0 terminal=1 mode=1 ppolar=no
New | Monitor. |  | Tpx391740B0 | _power | _voltage | element= | Line. | Tpx391740B0 | terminal=1 | mode=1 | ppolar=no | New Monitor.Tpx391740B0_power element=Line.Tpx391740B0 terminal=1 mode=1 ppolar=no | New Monitor.Tpx391740B0_voltage element=Line.Tpx391740B0 terminal=1 mode=1 ppolar=no
New | Monitor. | linhaPV_ | Tpx391741B0 | _power | _voltage | element= | Line. | Tpx391741B0 | terminal=1 | mode=1 | ppolar=no | New Monitor.linhaPV_Tpx391741B0_power element=Line.Tpx391741B0 terminal=1 mode=1 ppolar=no | New Monitor.linhaPV_Tpx391741B0_voltage element=Line.Tpx391741B0 terminal=1 mode=1 ppolar=no
New | Monitor. | linhaPV_ | Tpx391742B0 | _power | _voltage | element= | Line. | Tpx391742B0 | terminal=1 | mode=1 | ppolar=no | New Monitor.linhaPV_Tpx391742B0_power element=Line.Tpx391742B0 terminal=1 mode=1 ppolar=no | New Monitor.linhaPV_Tpx391742B0_voltage element=Line.Tpx391742B0 terminal=1 mode=1 ppolar=no
New | Monitor. |  | Tpx391743B0 | _power | _voltage | element= | Line. | Tpx391743B0 | terminal=1 | mode=1 | ppolar=no | New Monitor.Tpx391743B0_power element=Line.Tpx391743B0 terminal=1 mode=1 ppolar=no | New Monitor.Tpx391743B0_voltage element=Line.Tpx391743B0 terminal=1 mode=1 ppolar=no
New | Monitor. |  | Tpx391744B0 | _power | _voltage | element= | Line. | Tpx391744B0 | terminal=1 | mode=1 | ppolar=no | New Monitor.Tpx391744B0_power element=Line.Tpx391744B0 terminal=1 mode=1 ppolar=no | New Monitor.Tpx391744B0_voltage element=Line.Tpx391744B0 terminal=1 mode=1 ppolar=no
New | Monitor. | linhaPV_ | Tpx391745B0 | _power | _voltage | element= | Line. | Tpx391745B0 | terminal=1 | mode=1 | ppolar=no | New Monitor.linhaPV_Tpx391745B0_power element=Line.Tpx391745B0 terminal=1 mode=1 ppolar=no | New Monitor.linhaPV_Tpx391745B0_voltage element=Line.Tpx391745B0 terminal=1 mode=1 ppolar=no
New | Monitor. |  | Tpx391746B0 | _power | _voltage | element= | Line. | Tpx391746B0 | terminal=1 | mode=1 | ppolar=no | New Monitor.Tpx391746B0_power element=Line.Tpx391746B0 terminal=1 mode=1 ppolar=no | New Monitor.Tpx391746B0_voltage element=Line.Tpx391746B0 terminal=1 mode=1 ppolar=no
New | Monitor. | linhaPV_ | Tpx391747B0 | _power | _voltage | element= | Line. | Tpx391747B0 | terminal=1 | mode=1 | ppolar=no | New Monitor.linhaPV_Tpx391747B0_power element=Line.Tpx391747B0 terminal=1 mode=1 ppolar=no | New Monitor.linhaPV_Tpx391747B0_voltage element=Line.Tpx391747B0 terminal=1 mode=1 ppolar=no
New | Monitor. | linhaPV_ | Tpx391748B0 | _power | _voltage | element= | Line. | Tpx391748B0 | terminal=1 | mode=1 | ppolar=no | New Monitor.linhaPV_Tpx391748B0_power element=Line.Tpx391748B0 terminal=1 mode=1 ppolar=no | New Monitor.linhaPV_Tpx391748B0_voltage element=Line.Tpx391748B0 terminal=1 mode=1 ppolar=no
New | Monitor. | linhaPV_ | Tpx391749B0 | _power | _voltage | element= | Line. | Tpx391749B0 | terminal=1 | mode=1 | ppolar=no | New Monitor.linhaPV_Tpx391749B0_power element=Line.Tpx391749B0 terminal=1 mode=1 ppolar=no | New Monitor.linhaPV_Tpx391749B0_voltage element=Line.Tpx391749B0 terminal=1 mode=1 ppolar=no
New | Monitor. | linhaPV_ | Tpx391750B0 | _power | _voltage | element= | Line. | Tpx391750B0 | terminal=1 | mode=1 | ppolar=no | New Monitor.linhaPV_Tpx391750B0_power element=Line.Tpx391750B0 terminal=1 mode=1 ppolar=no | New Monitor.linhaPV_Tpx391750B0_voltage element=Line.Tpx391750B0 terminal=1 mode=1 ppolar=no
New | Monitor. | linhaPV_ | Tpx391751B0 | _power | _voltage | element= | Line. | Tpx391751B0 | terminal=1 | mode=1 | ppolar=no | New Monitor.linhaPV_Tpx391751B0_power element=Line.Tpx391751B0 terminal=1 mode=1 ppolar=no | New Monitor.linhaPV_Tpx391751B0_voltage element=Line.Tpx391751B0 terminal=1 mode=1 ppolar=no
New | Monitor. |  | Tpx391752B0 | _power | _voltage | element= | Line. | Tpx391752B0 | terminal=1 | mode=1 | ppolar=no | New Monitor.Tpx391752B0_power element=Line.Tpx391752B0 terminal=1 mode=1 ppolar=no | New Monitor.Tpx391752B0_voltage element=Line.Tpx391752B0 terminal=1 mode=1 ppolar=no
New | Monitor. |  | Tpx391753B0 | _power | _voltage | element= | Line. | Tpx391753B0 | terminal=1 | mode=1 | ppolar=no | New Monitor.Tpx391753B0_power element=Line.Tpx391753B0 terminal=1 mode=1 ppolar=no | New Monitor.Tpx391753B0_voltage element=Line.Tpx391753B0 terminal=1 mode=1 ppolar=no
New | Monitor. |  | Tpx391755B0 | _power | _voltage | element= | Line. | Tpx391755B0 | terminal=1 | mode=1 | ppolar=no | New Monitor.Tpx391755B0_power element=Line.Tpx391755B0 terminal=1 mode=1 ppolar=no | New Monitor.Tpx391755B0_voltage element=Line.Tpx391755B0 terminal=1 mode=1 ppolar=no
New | Monitor. |  | Tpx391756B0 | _power | _voltage | element= | Line. | Tpx391756B0 | terminal=1 | mode=1 | ppolar=no | New Monitor.Tpx391756B0_power element=Line.Tpx391756B0 terminal=1 mode=1 ppolar=no | New Monitor.Tpx391756B0_voltage element=Line.Tpx391756B0 terminal=1 mode=1 ppolar=no
New | Monitor. |  | Tpx391757B0 | _power | _voltage | element= | Line. | Tpx391757B0 | terminal=1 | mode=1 | ppolar=no | New Monitor.Tpx391757B0_power element=Line.Tpx391757B0 terminal=1 mode=1 ppolar=no | New Monitor.Tpx391757B0_voltage element=Line.Tpx391757B0 terminal=1 mode=1 ppolar=no
New | Monitor. |  | Tpx391758B0 | _power | _voltage | element= | Line. | Tpx391758B0 | terminal=1 | mode=1 | ppolar=no | New Monitor.Tpx391758B0_power element=Line.Tpx391758B0 terminal=1 mode=1 ppolar=no | New Monitor.Tpx391758B0_voltage element=Line.Tpx391758B0 terminal=1 mode=1 ppolar=no
New | Monitor. | linhaPV_ | Tpx391765B0 | _power | _voltage | element= | Line. | Tpx391765B0 | terminal=1 | mode=1 | ppolar=no | New Monitor.linhaPV_Tpx391765B0_power element=Line.Tpx391765B0 terminal=1 mode=1 ppolar=no | New Monitor.linhaPV_Tpx391765B0_voltage element=Line.Tpx391765B0 terminal=1 mode=1 ppolar=no
New | Monitor. |  | Tpx391973C0 | _power | _voltage | element= | Line. | Tpx391973C0 | terminal=1 | mode=1 | ppolar=no | New Monitor.Tpx391973C0_power element=Line.Tpx391973C0 terminal=1 mode=1 ppolar=no | New Monitor.Tpx391973C0_voltage element=Line.Tpx391973C0 terminal=1 mode=1 ppolar=no
New | Monitor. | linhaPV_ | Tpx391976C0 | _power | _voltage | element= | Line. | Tpx391976C0 | terminal=1 | mode=1 | ppolar=no | New Monitor.linhaPV_Tpx391976C0_power element=Line.Tpx391976C0 terminal=1 mode=1 ppolar=no | New Monitor.linhaPV_Tpx391976C0_voltage element=Line.Tpx391976C0 terminal=1 mode=1 ppolar=no
New | Monitor. | linhaPV_ | Tpx391977A0 | _power | _voltage | element= | Line. | Tpx391977A0 | terminal=1 | mode=1 | ppolar=no | New Monitor.linhaPV_Tpx391977A0_power element=Line.Tpx391977A0 terminal=1 mode=1 ppolar=no | New Monitor.linhaPV_Tpx391977A0_voltage element=Line.Tpx391977A0 terminal=1 mode=1 ppolar=no
New | Monitor. | linhaPV_ | Tpx391978C0 | _power | _voltage | element= | Line. | Tpx391978C0 | terminal=1 | mode=1 | ppolar=no | New Monitor.linhaPV_Tpx391978C0_power element=Line.Tpx391978C0 terminal=1 mode=1 ppolar=no | New Monitor.linhaPV_Tpx391978C0_voltage element=Line.Tpx391978C0 terminal=1 mode=1 ppolar=no
New | Monitor. |  | Tpx391979C0 | _power | _voltage | element= | Line. | Tpx391979C0 | terminal=1 | mode=1 | ppolar=no | New Monitor.Tpx391979C0_power element=Line.Tpx391979C0 terminal=1 mode=1 ppolar=no | New Monitor.Tpx391979C0_voltage element=Line.Tpx391979C0 terminal=1 mode=1 ppolar=no
New | Monitor. |  | Tpx391980A0 | _power | _voltage | element= | Line. | Tpx391980A0 | terminal=1 | mode=1 | ppolar=no | New Monitor.Tpx391980A0_power element=Line.Tpx391980A0 terminal=1 mode=1 ppolar=no | New Monitor.Tpx391980A0_voltage element=Line.Tpx391980A0 terminal=1 mode=1 ppolar=no
New | Monitor. |  | Tpx391981A0 | _power | _voltage | element= | Line. | Tpx391981A0 | terminal=1 | mode=1 | ppolar=no | New Monitor.Tpx391981A0_power element=Line.Tpx391981A0 terminal=1 mode=1 ppolar=no | New Monitor.Tpx391981A0_voltage element=Line.Tpx391981A0 terminal=1 mode=1 ppolar=no
New | Monitor. |  | Tpx391985A0 | _power | _voltage | element= | Line. | Tpx391985A0 | terminal=1 | mode=1 | ppolar=no | New Monitor.Tpx391985A0_power element=Line.Tpx391985A0 terminal=1 mode=1 ppolar=no | New Monitor.Tpx391985A0_voltage element=Line.Tpx391985A0 terminal=1 mode=1 ppolar=no
New | Monitor. |  | Tpx391986A0 | _power | _voltage | element= | Line. | Tpx391986A0 | terminal=1 | mode=1 | ppolar=no | New Monitor.Tpx391986A0_power element=Line.Tpx391986A0 terminal=1 mode=1 ppolar=no | New Monitor.Tpx391986A0_voltage element=Line.Tpx391986A0 terminal=1 mode=1 ppolar=no
New | Monitor. |  | Tpx391987A0 | _power | _voltage | element= | Line. | Tpx391987A0 | terminal=1 | mode=1 | ppolar=no | New Monitor.Tpx391987A0_power element=Line.Tpx391987A0 terminal=1 mode=1 ppolar=no | New Monitor.Tpx391987A0_voltage element=Line.Tpx391987A0 terminal=1 mode=1 ppolar=no
New | Monitor. | linhaPV_ | Tpx391989A0 | _power | _voltage | element= | Line. | Tpx391989A0 | terminal=1 | mode=1 | ppolar=no | New Monitor.linhaPV_Tpx391989A0_power element=Line.Tpx391989A0 terminal=1 mode=1 ppolar=no | New Monitor.linhaPV_Tpx391989A0_voltage element=Line.Tpx391989A0 terminal=1 mode=1 ppolar=no
New | Monitor. |  | Tpx391990A0 | _power | _voltage | element= | Line. | Tpx391990A0 | terminal=1 | mode=1 | ppolar=no | New Monitor.Tpx391990A0_power element=Line.Tpx391990A0 terminal=1 mode=1 ppolar=no | New Monitor.Tpx391990A0_voltage element=Line.Tpx391990A0 terminal=1 mode=1 ppolar=no
New | Monitor. |  | Tpx391991A0 | _power | _voltage | element= | Line. | Tpx391991A0 | terminal=1 | mode=1 | ppolar=no | New Monitor.Tpx391991A0_power element=Line.Tpx391991A0 terminal=1 mode=1 ppolar=no | New Monitor.Tpx391991A0_voltage element=Line.Tpx391991A0 terminal=1 mode=1 ppolar=no
New | Monitor. | linhaPV_ | Tpx391992A0 | _power | _voltage | element= | Line. | Tpx391992A0 | terminal=1 | mode=1 | ppolar=no | New Monitor.linhaPV_Tpx391992A0_power element=Line.Tpx391992A0 terminal=1 mode=1 ppolar=no | New Monitor.linhaPV_Tpx391992A0_voltage element=Line.Tpx391992A0 terminal=1 mode=1 ppolar=no
New | Monitor. |  | Tpx391993A0 | _power | _voltage | element= | Line. | Tpx391993A0 | terminal=1 | mode=1 | ppolar=no | New Monitor.Tpx391993A0_power element=Line.Tpx391993A0 terminal=1 mode=1 ppolar=no | New Monitor.Tpx391993A0_voltage element=Line.Tpx391993A0 terminal=1 mode=1 ppolar=no
New | Monitor. | linhaPV_ | Tpx391994A0 | _power | _voltage | element= | Line. | Tpx391994A0 | terminal=1 | mode=1 | ppolar=no | New Monitor.linhaPV_Tpx391994A0_power element=Line.Tpx391994A0 terminal=1 mode=1 ppolar=no | New Monitor.linhaPV_Tpx391994A0_voltage element=Line.Tpx391994A0 terminal=1 mode=1 ppolar=no
New | Monitor. |  | Tpx391995A0 | _power | _voltage | element= | Line. | Tpx391995A0 | terminal=1 | mode=1 | ppolar=no | New Monitor.Tpx391995A0_power element=Line.Tpx391995A0 terminal=1 mode=1 ppolar=no | New Monitor.Tpx391995A0_voltage element=Line.Tpx391995A0 terminal=1 mode=1 ppolar=no
New | Monitor. |  | Tpx391996A0 | _power | _voltage | element= | Line. | Tpx391996A0 | terminal=1 | mode=1 | ppolar=no | New Monitor.Tpx391996A0_power element=Line.Tpx391996A0 terminal=1 mode=1 ppolar=no | New Monitor.Tpx391996A0_voltage element=Line.Tpx391996A0 terminal=1 mode=1 ppolar=no
New | Monitor. | linhaPV_ | Tpx392036B0 | _power | _voltage | element= | Line. | Tpx392036B0 | terminal=1 | mode=1 | ppolar=no | New Monitor.linhaPV_Tpx392036B0_power element=Line.Tpx392036B0 terminal=1 mode=1 ppolar=no | New Monitor.linhaPV_Tpx392036B0_voltage element=Line.Tpx392036B0 terminal=1 mode=1 ppolar=no
New | Monitor. |  | Tpx392037B0 | _power | _voltage | element= | Line. | Tpx392037B0 | terminal=1 | mode=1 | ppolar=no | New Monitor.Tpx392037B0_power element=Line.Tpx392037B0 terminal=1 mode=1 ppolar=no | New Monitor.Tpx392037B0_voltage element=Line.Tpx392037B0 terminal=1 mode=1 ppolar=no
New | Monitor. | linhaPV_ | Tpx392038B0 | _power | _voltage | element= | Line. | Tpx392038B0 | terminal=1 | mode=1 | ppolar=no | New Monitor.linhaPV_Tpx392038B0_power element=Line.Tpx392038B0 terminal=1 mode=1 ppolar=no | New Monitor.linhaPV_Tpx392038B0_voltage element=Line.Tpx392038B0 terminal=1 mode=1 ppolar=no
New | Monitor. | linhaPV_ | Tpx441311A0 | _power | _voltage | element= | Line. | Tpx441311A0 | terminal=1 | mode=1 | ppolar=no | New Monitor.linhaPV_Tpx441311A0_power element=Line.Tpx441311A0 terminal=1 mode=1 ppolar=no | New Monitor.linhaPV_Tpx441311A0_voltage element=Line.Tpx441311A0 terminal=1 mode=1 ppolar=no
New | Monitor. |  | Tpx441331C0 | _power | _voltage | element= | Line. | Tpx441331C0 | terminal=1 | mode=1 | ppolar=no | New Monitor.Tpx441331C0_power element=Line.Tpx441331C0 terminal=1 mode=1 ppolar=no | New Monitor.Tpx441331C0_voltage element=Line.Tpx441331C0 terminal=1 mode=1 ppolar=no
New | Monitor. | linhaPV_ | Tpx441854C0 | _power | _voltage | element= | Line. | Tpx441854C0 | terminal=1 | mode=1 | ppolar=no | New Monitor.linhaPV_Tpx441854C0_power element=Line.Tpx441854C0 terminal=1 mode=1 ppolar=no | New Monitor.linhaPV_Tpx441854C0_voltage element=Line.Tpx441854C0 terminal=1 mode=1 ppolar=no
New | Monitor. | linhaPV_ | Tpx442373C0 | _power | _voltage | element= | Line. | Tpx442373C0 | terminal=1 | mode=1 | ppolar=no | New Monitor.linhaPV_Tpx442373C0_power element=Line.Tpx442373C0 terminal=1 mode=1 ppolar=no | New Monitor.linhaPV_Tpx442373C0_voltage element=Line.Tpx442373C0 terminal=1 mode=1 ppolar=no
New | Monitor. |  | Tpx52107636A0 | _power | _voltage | element= | Line. | Tpx52107636A0 | terminal=1 | mode=1 | ppolar=no | New Monitor.Tpx52107636A0_power element=Line.Tpx52107636A0 terminal=1 mode=1 ppolar=no | New Monitor.Tpx52107636A0_voltage element=Line.Tpx52107636A0 terminal=1 mode=1 ppolar=no
New | Monitor. | linhaPV_ | Tpx52107693B0 | _power | _voltage | element= | Line. | Tpx52107693B0 | terminal=1 | mode=1 | ppolar=no | New Monitor.linhaPV_Tpx52107693B0_power element=Line.Tpx52107693B0 terminal=1 mode=1 ppolar=no | New Monitor.linhaPV_Tpx52107693B0_voltage element=Line.Tpx52107693B0 terminal=1 mode=1 ppolar=no
New | Monitor. |  | Tpx28044328C0 | _power | _voltage | element= | Line. | Tpx28044328C0 | terminal=1 | mode=1 | ppolar=no | New Monitor.Tpx28044328C0_power element=Line.Tpx28044328C0 terminal=1 mode=1 ppolar=no | New Monitor.Tpx28044328C0_voltage element=Line.Tpx28044328C0 terminal=1 mode=1 ppolar=no
New | Monitor. |  | Tpx28099529C0 | _power | _voltage | element= | Line. | Tpx28099529C0 | terminal=1 | mode=1 | ppolar=no | New Monitor.Tpx28099529C0_power element=Line.Tpx28099529C0 terminal=1 mode=1 ppolar=no | New Monitor.Tpx28099529C0_voltage element=Line.Tpx28099529C0 terminal=1 mode=1 ppolar=no
New | Monitor. |  | Tpx28118808A0 | _power | _voltage | element= | Line. | Tpx28118808A0 | terminal=1 | mode=1 | ppolar=no | New Monitor.Tpx28118808A0_power element=Line.Tpx28118808A0 terminal=1 mode=1 ppolar=no | New Monitor.Tpx28118808A0_voltage element=Line.Tpx28118808A0 terminal=1 mode=1 ppolar=no
New | Monitor. |  | Tpx28118822A0 | _power | _voltage | element= | Line. | Tpx28118822A0 | terminal=1 | mode=1 | ppolar=no | New Monitor.Tpx28118822A0_power element=Line.Tpx28118822A0 terminal=1 mode=1 ppolar=no | New Monitor.Tpx28118822A0_voltage element=Line.Tpx28118822A0 terminal=1 mode=1 ppolar=no
New | Monitor. | linhaPV_ | Tpx28118903B0 | _power | _voltage | element= | Line. | Tpx28118903B0 | terminal=1 | mode=1 | ppolar=no | New Monitor.linhaPV_Tpx28118903B0_power element=Line.Tpx28118903B0 terminal=1 mode=1 ppolar=no | New Monitor.linhaPV_Tpx28118903B0_voltage element=Line.Tpx28118903B0 terminal=1 mode=1 ppolar=no
New | Monitor. |  | Tpx28119958B0 | _power | _voltage | element= | Line. | Tpx28119958B0 | terminal=1 | mode=1 | ppolar=no | New Monitor.Tpx28119958B0_power element=Line.Tpx28119958B0 terminal=1 mode=1 ppolar=no | New Monitor.Tpx28119958B0_voltage element=Line.Tpx28119958B0 terminal=1 mode=1 ppolar=no
New | Monitor. | linhaPV_ | Tpx28120126A0 | _power | _voltage | element= | Line. | Tpx28120126A0 | terminal=1 | mode=1 | ppolar=no | New Monitor.linhaPV_Tpx28120126A0_power element=Line.Tpx28120126A0 terminal=1 mode=1 ppolar=no | New Monitor.linhaPV_Tpx28120126A0_voltage element=Line.Tpx28120126A0 terminal=1 mode=1 ppolar=no
New | Monitor. | linhaPV_ | Tpx28120126B0 | _power | _voltage | element= | Line. | Tpx28120126B0 | terminal=1 | mode=1 | ppolar=no | New Monitor.linhaPV_Tpx28120126B0_power element=Line.Tpx28120126B0 terminal=1 mode=1 ppolar=no | New Monitor.linhaPV_Tpx28120126B0_voltage element=Line.Tpx28120126B0 terminal=1 mode=1 ppolar=no
New | Monitor. | linhaPV_ | Tpx28120126C0 | _power | _voltage | element= | Line. | Tpx28120126C0 | terminal=1 | mode=1 | ppolar=no | New Monitor.linhaPV_Tpx28120126C0_power element=Line.Tpx28120126C0 terminal=1 mode=1 ppolar=no | New Monitor.linhaPV_Tpx28120126C0_voltage element=Line.Tpx28120126C0 terminal=1 mode=1 ppolar=no
New | Monitor. | linhaPV_ | Tpx28120183C0 | _power | _voltage | element= | Line. | Tpx28120183C0 | terminal=1 | mode=1 | ppolar=no | New Monitor.linhaPV_Tpx28120183C0_power element=Line.Tpx28120183C0 terminal=1 mode=1 ppolar=no | New Monitor.linhaPV_Tpx28120183C0_voltage element=Line.Tpx28120183C0 terminal=1 mode=1 ppolar=no
New | Monitor. | linhaPV_ | Tpx28120195B0 | _power | _voltage | element= | Line. | Tpx28120195B0 | terminal=1 | mode=1 | ppolar=no | New Monitor.linhaPV_Tpx28120195B0_power element=Line.Tpx28120195B0 terminal=1 mode=1 ppolar=no | New Monitor.linhaPV_Tpx28120195B0_voltage element=Line.Tpx28120195B0 terminal=1 mode=1 ppolar=no
New | Monitor. | linhaPV_ | Tpx28120786A0 | _power | _voltage | element= | Line. | Tpx28120786A0 | terminal=1 | mode=1 | ppolar=no | New Monitor.linhaPV_Tpx28120786A0_power element=Line.Tpx28120786A0 terminal=1 mode=1 ppolar=no | New Monitor.linhaPV_Tpx28120786A0_voltage element=Line.Tpx28120786A0 terminal=1 mode=1 ppolar=no
New | Monitor. |  | Tpx28120855A0 | _power | _voltage | element= | Line. | Tpx28120855A0 | terminal=1 | mode=1 | ppolar=no | New Monitor.Tpx28120855A0_power element=Line.Tpx28120855A0 terminal=1 mode=1 ppolar=no | New Monitor.Tpx28120855A0_voltage element=Line.Tpx28120855A0 terminal=1 mode=1 ppolar=no
New | Monitor. |  | Tpx28121368A0 | _power | _voltage | element= | Line. | Tpx28121368A0 | terminal=1 | mode=1 | ppolar=no | New Monitor.Tpx28121368A0_power element=Line.Tpx28121368A0 terminal=1 mode=1 ppolar=no | New Monitor.Tpx28121368A0_voltage element=Line.Tpx28121368A0 terminal=1 mode=1 ppolar=no
New | Monitor. |  | Tpx28121587A0 | _power | _voltage | element= | Line. | Tpx28121587A0 | terminal=1 | mode=1 | ppolar=no | New Monitor.Tpx28121587A0_power element=Line.Tpx28121587A0 terminal=1 mode=1 ppolar=no | New Monitor.Tpx28121587A0_voltage element=Line.Tpx28121587A0 terminal=1 mode=1 ppolar=no
New | Monitor. | linhaPV_ | Tpx28126875B0 | _power | _voltage | element= | Line. | Tpx28126875B0 | terminal=1 | mode=1 | ppolar=no | New Monitor.linhaPV_Tpx28126875B0_power element=Line.Tpx28126875B0 terminal=1 mode=1 ppolar=no | New Monitor.linhaPV_Tpx28126875B0_voltage element=Line.Tpx28126875B0 terminal=1 mode=1 ppolar=no
New | Monitor. | linhaPV_ | Tpx28127090C0 | _power | _voltage | element= | Line. | Tpx28127090C0 | terminal=1 | mode=1 | ppolar=no | New Monitor.linhaPV_Tpx28127090C0_power element=Line.Tpx28127090C0 terminal=1 mode=1 ppolar=no | New Monitor.linhaPV_Tpx28127090C0_voltage element=Line.Tpx28127090C0 terminal=1 mode=1 ppolar=no
New | Monitor. |  | Tpx28127146B0 | _power | _voltage | element= | Line. | Tpx28127146B0 | terminal=1 | mode=1 | ppolar=no | New Monitor.Tpx28127146B0_power element=Line.Tpx28127146B0 terminal=1 mode=1 ppolar=no | New Monitor.Tpx28127146B0_voltage element=Line.Tpx28127146B0 terminal=1 mode=1 ppolar=no
New | Monitor. | linhaPV_ | Tpx28127253A0 | _power | _voltage | element= | Line. | Tpx28127253A0 | terminal=1 | mode=1 | ppolar=no | New Monitor.linhaPV_Tpx28127253A0_power element=Line.Tpx28127253A0 terminal=1 mode=1 ppolar=no | New Monitor.linhaPV_Tpx28127253A0_voltage element=Line.Tpx28127253A0 terminal=1 mode=1 ppolar=no
New | Monitor. |  | Tpx28127319B0 | _power | _voltage | element= | Line. | Tpx28127319B0 | terminal=1 | mode=1 | ppolar=no | New Monitor.Tpx28127319B0_power element=Line.Tpx28127319B0 terminal=1 mode=1 ppolar=no | New Monitor.Tpx28127319B0_voltage element=Line.Tpx28127319B0 terminal=1 mode=1 ppolar=no
New | Monitor. |  | Tpx28127372A0 | _power | _voltage | element= | Line. | Tpx28127372A0 | terminal=1 | mode=1 | ppolar=no | New Monitor.Tpx28127372A0_power element=Line.Tpx28127372A0 terminal=1 mode=1 ppolar=no | New Monitor.Tpx28127372A0_voltage element=Line.Tpx28127372A0 terminal=1 mode=1 ppolar=no
New | Monitor. |  | Tpx28127390C0 | _power | _voltage | element= | Line. | Tpx28127390C0 | terminal=1 | mode=1 | ppolar=no | New Monitor.Tpx28127390C0_power element=Line.Tpx28127390C0 terminal=1 mode=1 ppolar=no | New Monitor.Tpx28127390C0_voltage element=Line.Tpx28127390C0 terminal=1 mode=1 ppolar=no
New | Monitor. | linhaPV_ | Tpx28127681B0 | _power | _voltage | element= | Line. | Tpx28127681B0 | terminal=1 | mode=1 | ppolar=no | New Monitor.linhaPV_Tpx28127681B0_power element=Line.Tpx28127681B0 terminal=1 mode=1 ppolar=no | New Monitor.linhaPV_Tpx28127681B0_voltage element=Line.Tpx28127681B0 terminal=1 mode=1 ppolar=no
New | Monitor. |  | Tpx28128007C0 | _power | _voltage | element= | Line. | Tpx28128007C0 | terminal=1 | mode=1 | ppolar=no | New Monitor.Tpx28128007C0_power element=Line.Tpx28128007C0 terminal=1 mode=1 ppolar=no | New Monitor.Tpx28128007C0_voltage element=Line.Tpx28128007C0 terminal=1 mode=1 ppolar=no
New | Monitor. | linhaPV_ | Tpx28128464C0 | _power | _voltage | element= | Line. | Tpx28128464C0 | terminal=1 | mode=1 | ppolar=no | New Monitor.linhaPV_Tpx28128464C0_power element=Line.Tpx28128464C0 terminal=1 mode=1 ppolar=no | New Monitor.linhaPV_Tpx28128464C0_voltage element=Line.Tpx28128464C0 terminal=1 mode=1 ppolar=no
New | Monitor. | linhaPV_ | Tpx28128517C0 | _power | _voltage | element= | Line. | Tpx28128517C0 | terminal=1 | mode=1 | ppolar=no | New Monitor.linhaPV_Tpx28128517C0_power element=Line.Tpx28128517C0 terminal=1 mode=1 ppolar=no | New Monitor.linhaPV_Tpx28128517C0_voltage element=Line.Tpx28128517C0 terminal=1 mode=1 ppolar=no
New | Monitor. |  | Tpx28129399C0 | _power | _voltage | element= | Line. | Tpx28129399C0 | terminal=1 | mode=1 | ppolar=no | New Monitor.Tpx28129399C0_power element=Line.Tpx28129399C0 terminal=1 mode=1 ppolar=no | New Monitor.Tpx28129399C0_voltage element=Line.Tpx28129399C0 terminal=1 mode=1 ppolar=no
New | Monitor. | linhaPV_ | Tpx28129466A0 | _power | _voltage | element= | Line. | Tpx28129466A0 | terminal=1 | mode=1 | ppolar=no | New Monitor.linhaPV_Tpx28129466A0_power element=Line.Tpx28129466A0 terminal=1 mode=1 ppolar=no | New Monitor.linhaPV_Tpx28129466A0_voltage element=Line.Tpx28129466A0 terminal=1 mode=1 ppolar=no
New | Monitor. | linhaPV_ | Tpx28129466B0 | _power | _voltage | element= | Line. | Tpx28129466B0 | terminal=1 | mode=1 | ppolar=no | New Monitor.linhaPV_Tpx28129466B0_power element=Line.Tpx28129466B0 terminal=1 mode=1 ppolar=no | New Monitor.linhaPV_Tpx28129466B0_voltage element=Line.Tpx28129466B0 terminal=1 mode=1 ppolar=no
New | Monitor. | linhaPV_ | Tpx28129466C0 | _power | _voltage | element= | Line. | Tpx28129466C0 | terminal=1 | mode=1 | ppolar=no | New Monitor.linhaPV_Tpx28129466C0_power element=Line.Tpx28129466C0 terminal=1 mode=1 ppolar=no | New Monitor.linhaPV_Tpx28129466C0_voltage element=Line.Tpx28129466C0 terminal=1 mode=1 ppolar=no
New | Monitor. |  | Tpx28129923C0 | _power | _voltage | element= | Line. | Tpx28129923C0 | terminal=1 | mode=1 | ppolar=no | New Monitor.Tpx28129923C0_power element=Line.Tpx28129923C0 terminal=1 mode=1 ppolar=no | New Monitor.Tpx28129923C0_voltage element=Line.Tpx28129923C0 terminal=1 mode=1 ppolar=no
New | Monitor. |  | Tpx28147018B0 | _power | _voltage | element= | Line. | Tpx28147018B0 | terminal=1 | mode=1 | ppolar=no | New Monitor.Tpx28147018B0_power element=Line.Tpx28147018B0 terminal=1 mode=1 ppolar=no | New Monitor.Tpx28147018B0_voltage element=Line.Tpx28147018B0 terminal=1 mode=1 ppolar=no
New | Monitor. |  | Tpx28147708B0 | _power | _voltage | element= | Line. | Tpx28147708B0 | terminal=1 | mode=1 | ppolar=no | New Monitor.Tpx28147708B0_power element=Line.Tpx28147708B0 terminal=1 mode=1 ppolar=no | New Monitor.Tpx28147708B0_voltage element=Line.Tpx28147708B0 terminal=1 mode=1 ppolar=no
New | Monitor. |  | Tpx28147899C0 | _power | _voltage | element= | Line. | Tpx28147899C0 | terminal=1 | mode=1 | ppolar=no | New Monitor.Tpx28147899C0_power element=Line.Tpx28147899C0 terminal=1 mode=1 ppolar=no | New Monitor.Tpx28147899C0_voltage element=Line.Tpx28147899C0 terminal=1 mode=1 ppolar=no
New | Monitor. |  | Tpx28147974B0 | _power | _voltage | element= | Line. | Tpx28147974B0 | terminal=1 | mode=1 | ppolar=no | New Monitor.Tpx28147974B0_power element=Line.Tpx28147974B0 terminal=1 mode=1 ppolar=no | New Monitor.Tpx28147974B0_voltage element=Line.Tpx28147974B0 terminal=1 mode=1 ppolar=no
New | Monitor. |  | Tpx28148060C0 | _power | _voltage | element= | Line. | Tpx28148060C0 | terminal=1 | mode=1 | ppolar=no | New Monitor.Tpx28148060C0_power element=Line.Tpx28148060C0 terminal=1 mode=1 ppolar=no | New Monitor.Tpx28148060C0_voltage element=Line.Tpx28148060C0 terminal=1 mode=1 ppolar=no
New | Monitor. | linhaPV_ | Tpx28148580B0 | _power | _voltage | element= | Line. | Tpx28148580B0 | terminal=1 | mode=1 | ppolar=no | New Monitor.linhaPV_Tpx28148580B0_power element=Line.Tpx28148580B0 terminal=1 mode=1 ppolar=no | New Monitor.linhaPV_Tpx28148580B0_voltage element=Line.Tpx28148580B0 terminal=1 mode=1 ppolar=no
New | Monitor. | linhaPV_ | Tpx28148633A0 | _power | _voltage | element= | Line. | Tpx28148633A0 | terminal=1 | mode=1 | ppolar=no | New Monitor.linhaPV_Tpx28148633A0_power element=Line.Tpx28148633A0 terminal=1 mode=1 ppolar=no | New Monitor.linhaPV_Tpx28148633A0_voltage element=Line.Tpx28148633A0 terminal=1 mode=1 ppolar=no
New | Monitor. | linhaPV_ | Tpx28149184C0 | _power | _voltage | element= | Line. | Tpx28149184C0 | terminal=1 | mode=1 | ppolar=no | New Monitor.linhaPV_Tpx28149184C0_power element=Line.Tpx28149184C0 terminal=1 mode=1 ppolar=no | New Monitor.linhaPV_Tpx28149184C0_voltage element=Line.Tpx28149184C0 terminal=1 mode=1 ppolar=no
New | Monitor. |  | Tpx28150172A0 | _power | _voltage | element= | Line. | Tpx28150172A0 | terminal=1 | mode=1 | ppolar=no | New Monitor.Tpx28150172A0_power element=Line.Tpx28150172A0 terminal=1 mode=1 ppolar=no | New Monitor.Tpx28150172A0_voltage element=Line.Tpx28150172A0 terminal=1 mode=1 ppolar=no
New | Monitor. |  | Tpx28150189A0 | _power | _voltage | element= | Line. | Tpx28150189A0 | terminal=1 | mode=1 | ppolar=no | New Monitor.Tpx28150189A0_power element=Line.Tpx28150189A0 terminal=1 mode=1 ppolar=no | New Monitor.Tpx28150189A0_voltage element=Line.Tpx28150189A0 terminal=1 mode=1 ppolar=no
New | Monitor. |  | Tpx28150292A0 | _power | _voltage | element= | Line. | Tpx28150292A0 | terminal=1 | mode=1 | ppolar=no | New Monitor.Tpx28150292A0_power element=Line.Tpx28150292A0 terminal=1 mode=1 ppolar=no | New Monitor.Tpx28150292A0_voltage element=Line.Tpx28150292A0 terminal=1 mode=1 ppolar=no
New | Monitor. |  | Tpx21015706A0 | _power | _voltage | element= | Line. | Tpx21015706A0 | terminal=1 | mode=1 | ppolar=no | New Monitor.Tpx21015706A0_power element=Line.Tpx21015706A0 terminal=1 mode=1 ppolar=no | New Monitor.Tpx21015706A0_voltage element=Line.Tpx21015706A0 terminal=1 mode=1 ppolar=no
New | Monitor. | linhaPV_ | Tpx21015829A0 | _power | _voltage | element= | Line. | Tpx21015829A0 | terminal=1 | mode=1 | ppolar=no | New Monitor.linhaPV_Tpx21015829A0_power element=Line.Tpx21015829A0 terminal=1 mode=1 ppolar=no | New Monitor.linhaPV_Tpx21015829A0_voltage element=Line.Tpx21015829A0 terminal=1 mode=1 ppolar=no
New | Monitor. | linhaPV_ | Tpx21031684A0 | _power | _voltage | element= | Line. | Tpx21031684A0 | terminal=1 | mode=1 | ppolar=no | New Monitor.linhaPV_Tpx21031684A0_power element=Line.Tpx21031684A0 terminal=1 mode=1 ppolar=no | New Monitor.linhaPV_Tpx21031684A0_voltage element=Line.Tpx21031684A0 terminal=1 mode=1 ppolar=no
New | Monitor. | linhaPV_ | Tpx21031694B0 | _power | _voltage | element= | Line. | Tpx21031694B0 | terminal=1 | mode=1 | ppolar=no | New Monitor.linhaPV_Tpx21031694B0_power element=Line.Tpx21031694B0 terminal=1 mode=1 ppolar=no | New Monitor.linhaPV_Tpx21031694B0_voltage element=Line.Tpx21031694B0 terminal=1 mode=1 ppolar=no
New | Monitor. |  | Tpx21148701B0 | _power | _voltage | element= | Line. | Tpx21148701B0 | terminal=1 | mode=1 | ppolar=no | New Monitor.Tpx21148701B0_power element=Line.Tpx21148701B0 terminal=1 mode=1 ppolar=no | New Monitor.Tpx21148701B0_voltage element=Line.Tpx21148701B0 terminal=1 mode=1 ppolar=no
New | Monitor. |  | Tpx21149420A0 | _power | _voltage | element= | Line. | Tpx21149420A0 | terminal=1 | mode=1 | ppolar=no | New Monitor.Tpx21149420A0_power element=Line.Tpx21149420A0 terminal=1 mode=1 ppolar=no | New Monitor.Tpx21149420A0_voltage element=Line.Tpx21149420A0 terminal=1 mode=1 ppolar=no
New | Monitor. | linhaPV_ | Tpx21197413C0 | _power | _voltage | element= | Line. | Tpx21197413C0 | terminal=1 | mode=1 | ppolar=no | New Monitor.linhaPV_Tpx21197413C0_power element=Line.Tpx21197413C0 terminal=1 mode=1 ppolar=no | New Monitor.linhaPV_Tpx21197413C0_voltage element=Line.Tpx21197413C0 terminal=1 mode=1 ppolar=no
New | Monitor. |  | Tpx21209868A0 | _power | _voltage | element= | Line. | Tpx21209868A0 | terminal=1 | mode=1 | ppolar=no | New Monitor.Tpx21209868A0_power element=Line.Tpx21209868A0 terminal=1 mode=1 ppolar=no | New Monitor.Tpx21209868A0_voltage element=Line.Tpx21209868A0 terminal=1 mode=1 ppolar=no
New | Monitor. | linhaPV_ | Tpx21236413B0 | _power | _voltage | element= | Line. | Tpx21236413B0 | terminal=1 | mode=1 | ppolar=no | New Monitor.linhaPV_Tpx21236413B0_power element=Line.Tpx21236413B0 terminal=1 mode=1 ppolar=no | New Monitor.linhaPV_Tpx21236413B0_voltage element=Line.Tpx21236413B0 terminal=1 mode=1 ppolar=no
New | Monitor. |  | Tpx21243817A0 | _power | _voltage | element= | Line. | Tpx21243817A0 | terminal=1 | mode=1 | ppolar=no | New Monitor.Tpx21243817A0_power element=Line.Tpx21243817A0 terminal=1 mode=1 ppolar=no | New Monitor.Tpx21243817A0_voltage element=Line.Tpx21243817A0 terminal=1 mode=1 ppolar=no
New | Monitor. |  | Tpx21248901B0 | _power | _voltage | element= | Line. | Tpx21248901B0 | terminal=1 | mode=1 | ppolar=no | New Monitor.Tpx21248901B0_power element=Line.Tpx21248901B0 terminal=1 mode=1 ppolar=no | New Monitor.Tpx21248901B0_voltage element=Line.Tpx21248901B0 terminal=1 mode=1 ppolar=no
New | Monitor. |  | Tpx21249626B0 | _power | _voltage | element= | Line. | Tpx21249626B0 | terminal=1 | mode=1 | ppolar=no | New Monitor.Tpx21249626B0_power element=Line.Tpx21249626B0 terminal=1 mode=1 ppolar=no | New Monitor.Tpx21249626B0_voltage element=Line.Tpx21249626B0 terminal=1 mode=1 ppolar=no
New | Monitor. |  | Tpx21249647B0 | _power | _voltage | element= | Line. | Tpx21249647B0 | terminal=1 | mode=1 | ppolar=no | New Monitor.Tpx21249647B0_power element=Line.Tpx21249647B0 terminal=1 mode=1 ppolar=no | New Monitor.Tpx21249647B0_voltage element=Line.Tpx21249647B0 terminal=1 mode=1 ppolar=no
New | Monitor. | linhaPV_ | Tpx21249674B0 | _power | _voltage | element= | Line. | Tpx21249674B0 | terminal=1 | mode=1 | ppolar=no | New Monitor.linhaPV_Tpx21249674B0_power element=Line.Tpx21249674B0 terminal=1 mode=1 ppolar=no | New Monitor.linhaPV_Tpx21249674B0_voltage element=Line.Tpx21249674B0 terminal=1 mode=1 ppolar=no
New | Monitor. |  | Tpx21325725C0 | _power | _voltage | element= | Line. | Tpx21325725C0 | terminal=1 | mode=1 | ppolar=no | New Monitor.Tpx21325725C0_power element=Line.Tpx21325725C0 terminal=1 mode=1 ppolar=no | New Monitor.Tpx21325725C0_voltage element=Line.Tpx21325725C0 terminal=1 mode=1 ppolar=no
New | Monitor. |  | Tpx21357515A0 | _power | _voltage | element= | Line. | Tpx21357515A0 | terminal=1 | mode=1 | ppolar=no | New Monitor.Tpx21357515A0_power element=Line.Tpx21357515A0 terminal=1 mode=1 ppolar=no | New Monitor.Tpx21357515A0_voltage element=Line.Tpx21357515A0 terminal=1 mode=1 ppolar=no
New | Monitor. |  | Tpx21357865A0 | _power | _voltage | element= | Line. | Tpx21357865A0 | terminal=1 | mode=1 | ppolar=no | New Monitor.Tpx21357865A0_power element=Line.Tpx21357865A0 terminal=1 mode=1 ppolar=no | New Monitor.Tpx21357865A0_voltage element=Line.Tpx21357865A0 terminal=1 mode=1 ppolar=no
New | Monitor. |  | Tpx21357901B0 | _power | _voltage | element= | Line. | Tpx21357901B0 | terminal=1 | mode=1 | ppolar=no | New Monitor.Tpx21357901B0_power element=Line.Tpx21357901B0 terminal=1 mode=1 ppolar=no | New Monitor.Tpx21357901B0_voltage element=Line.Tpx21357901B0 terminal=1 mode=1 ppolar=no
New | Monitor. | linhaPV_ | Tpx21357984C0 | _power | _voltage | element= | Line. | Tpx21357984C0 | terminal=1 | mode=1 | ppolar=no | New Monitor.linhaPV_Tpx21357984C0_power element=Line.Tpx21357984C0 terminal=1 mode=1 ppolar=no | New Monitor.linhaPV_Tpx21357984C0_voltage element=Line.Tpx21357984C0 terminal=1 mode=1 ppolar=no
New | Monitor. | linhaPV_ | Tpx21373784A0 | _power | _voltage | element= | Line. | Tpx21373784A0 | terminal=1 | mode=1 | ppolar=no | New Monitor.linhaPV_Tpx21373784A0_power element=Line.Tpx21373784A0 terminal=1 mode=1 ppolar=no | New Monitor.linhaPV_Tpx21373784A0_voltage element=Line.Tpx21373784A0 terminal=1 mode=1 ppolar=no
New | Monitor. |  | Tpx21380156B0 | _power | _voltage | element= | Line. | Tpx21380156B0 | terminal=1 | mode=1 | ppolar=no | New Monitor.Tpx21380156B0_power element=Line.Tpx21380156B0 terminal=1 mode=1 ppolar=no | New Monitor.Tpx21380156B0_voltage element=Line.Tpx21380156B0 terminal=1 mode=1 ppolar=no
New | Monitor. | linhaPV_ | Tpx21380325B0 | _power | _voltage | element= | Line. | Tpx21380325B0 | terminal=1 | mode=1 | ppolar=no | New Monitor.linhaPV_Tpx21380325B0_power element=Line.Tpx21380325B0 terminal=1 mode=1 ppolar=no | New Monitor.linhaPV_Tpx21380325B0_voltage element=Line.Tpx21380325B0 terminal=1 mode=1 ppolar=no
New | Monitor. |  | Tpx21380453A0 | _power | _voltage | element= | Line. | Tpx21380453A0 | terminal=1 | mode=1 | ppolar=no | New Monitor.Tpx21380453A0_power element=Line.Tpx21380453A0 terminal=1 mode=1 ppolar=no | New Monitor.Tpx21380453A0_voltage element=Line.Tpx21380453A0 terminal=1 mode=1 ppolar=no
New | Monitor. |  | Tpx21380500C0 | _power | _voltage | element= | Line. | Tpx21380500C0 | terminal=1 | mode=1 | ppolar=no | New Monitor.Tpx21380500C0_power element=Line.Tpx21380500C0 terminal=1 mode=1 ppolar=no | New Monitor.Tpx21380500C0_voltage element=Line.Tpx21380500C0 terminal=1 mode=1 ppolar=no
New | Monitor. |  | Tpx21380528A0 | _power | _voltage | element= | Line. | Tpx21380528A0 | terminal=1 | mode=1 | ppolar=no | New Monitor.Tpx21380528A0_power element=Line.Tpx21380528A0 terminal=1 mode=1 ppolar=no | New Monitor.Tpx21380528A0_voltage element=Line.Tpx21380528A0 terminal=1 mode=1 ppolar=no
New | Monitor. |  | Tpx21380599A0 | _power | _voltage | element= | Line. | Tpx21380599A0 | terminal=1 | mode=1 | ppolar=no | New Monitor.Tpx21380599A0_power element=Line.Tpx21380599A0 terminal=1 mode=1 ppolar=no | New Monitor.Tpx21380599A0_voltage element=Line.Tpx21380599A0 terminal=1 mode=1 ppolar=no
New | Monitor. | linhaPV_ | Tpx21380616A0 | _power | _voltage | element= | Line. | Tpx21380616A0 | terminal=1 | mode=1 | ppolar=no | New Monitor.linhaPV_Tpx21380616A0_power element=Line.Tpx21380616A0 terminal=1 mode=1 ppolar=no | New Monitor.linhaPV_Tpx21380616A0_voltage element=Line.Tpx21380616A0 terminal=1 mode=1 ppolar=no
New | Monitor. |  | Tpx21381118B0 | _power | _voltage | element= | Line. | Tpx21381118B0 | terminal=1 | mode=1 | ppolar=no | New Monitor.Tpx21381118B0_power element=Line.Tpx21381118B0 terminal=1 mode=1 ppolar=no | New Monitor.Tpx21381118B0_voltage element=Line.Tpx21381118B0 terminal=1 mode=1 ppolar=no
New | Monitor. | linhaPV_ | Tpx21382813A0 | _power | _voltage | element= | Line. | Tpx21382813A0 | terminal=1 | mode=1 | ppolar=no | New Monitor.linhaPV_Tpx21382813A0_power element=Line.Tpx21382813A0 terminal=1 mode=1 ppolar=no | New Monitor.linhaPV_Tpx21382813A0_voltage element=Line.Tpx21382813A0 terminal=1 mode=1 ppolar=no
New | Monitor. | linhaPV_ | Tpx21382992A0 | _power | _voltage | element= | Line. | Tpx21382992A0 | terminal=1 | mode=1 | ppolar=no | New Monitor.linhaPV_Tpx21382992A0_power element=Line.Tpx21382992A0 terminal=1 mode=1 ppolar=no | New Monitor.linhaPV_Tpx21382992A0_voltage element=Line.Tpx21382992A0 terminal=1 mode=1 ppolar=no
New | Monitor. | linhaPV_ | Tpx21383494B0 | _power | _voltage | element= | Line. | Tpx21383494B0 | terminal=1 | mode=1 | ppolar=no | New Monitor.linhaPV_Tpx21383494B0_power element=Line.Tpx21383494B0 terminal=1 mode=1 ppolar=no | New Monitor.linhaPV_Tpx21383494B0_voltage element=Line.Tpx21383494B0 terminal=1 mode=1 ppolar=no
New | Monitor. |  | Tpx21383553B0 | _power | _voltage | element= | Line. | Tpx21383553B0 | terminal=1 | mode=1 | ppolar=no | New Monitor.Tpx21383553B0_power element=Line.Tpx21383553B0 terminal=1 mode=1 ppolar=no | New Monitor.Tpx21383553B0_voltage element=Line.Tpx21383553B0 terminal=1 mode=1 ppolar=no
New | Monitor. | linhaPV_ | Tpx21384099A0 | _power | _voltage | element= | Line. | Tpx21384099A0 | terminal=1 | mode=1 | ppolar=no | New Monitor.linhaPV_Tpx21384099A0_power element=Line.Tpx21384099A0 terminal=1 mode=1 ppolar=no | New Monitor.linhaPV_Tpx21384099A0_voltage element=Line.Tpx21384099A0 terminal=1 mode=1 ppolar=no
New | Monitor. | linhaPV_ | Tpx21384099B0 | _power | _voltage | element= | Line. | Tpx21384099B0 | terminal=1 | mode=1 | ppolar=no | New Monitor.linhaPV_Tpx21384099B0_power element=Line.Tpx21384099B0 terminal=1 mode=1 ppolar=no | New Monitor.linhaPV_Tpx21384099B0_voltage element=Line.Tpx21384099B0 terminal=1 mode=1 ppolar=no
New | Monitor. | linhaPV_ | Tpx21384099C0 | _power | _voltage | element= | Line. | Tpx21384099C0 | terminal=1 | mode=1 | ppolar=no | New Monitor.linhaPV_Tpx21384099C0_power element=Line.Tpx21384099C0 terminal=1 mode=1 ppolar=no | New Monitor.linhaPV_Tpx21384099C0_voltage element=Line.Tpx21384099C0 terminal=1 mode=1 ppolar=no
New | Monitor. |  | Tpx21384215A0 | _power | _voltage | element= | Line. | Tpx21384215A0 | terminal=1 | mode=1 | ppolar=no | New Monitor.Tpx21384215A0_power element=Line.Tpx21384215A0 terminal=1 mode=1 ppolar=no | New Monitor.Tpx21384215A0_voltage element=Line.Tpx21384215A0 terminal=1 mode=1 ppolar=no
New | Monitor. |  | Tpx21385192C0 | _power | _voltage | element= | Line. | Tpx21385192C0 | terminal=1 | mode=1 | ppolar=no | New Monitor.Tpx21385192C0_power element=Line.Tpx21385192C0 terminal=1 mode=1 ppolar=no | New Monitor.Tpx21385192C0_voltage element=Line.Tpx21385192C0 terminal=1 mode=1 ppolar=no
New | Monitor. |  | Tpx21386065C0 | _power | _voltage | element= | Line. | Tpx21386065C0 | terminal=1 | mode=1 | ppolar=no | New Monitor.Tpx21386065C0_power element=Line.Tpx21386065C0 terminal=1 mode=1 ppolar=no | New Monitor.Tpx21386065C0_voltage element=Line.Tpx21386065C0 terminal=1 mode=1 ppolar=no
New | Monitor. |  | Tpx21386143C0 | _power | _voltage | element= | Line. | Tpx21386143C0 | terminal=1 | mode=1 | ppolar=no | New Monitor.Tpx21386143C0_power element=Line.Tpx21386143C0 terminal=1 mode=1 ppolar=no | New Monitor.Tpx21386143C0_voltage element=Line.Tpx21386143C0 terminal=1 mode=1 ppolar=no
New | Monitor. |  | Tpx21386157A0 | _power | _voltage | element= | Line. | Tpx21386157A0 | terminal=1 | mode=1 | ppolar=no | New Monitor.Tpx21386157A0_power element=Line.Tpx21386157A0 terminal=1 mode=1 ppolar=no | New Monitor.Tpx21386157A0_voltage element=Line.Tpx21386157A0 terminal=1 mode=1 ppolar=no
New | Monitor. |  | Tpx21386442C0 | _power | _voltage | element= | Line. | Tpx21386442C0 | terminal=1 | mode=1 | ppolar=no | New Monitor.Tpx21386442C0_power element=Line.Tpx21386442C0 terminal=1 mode=1 ppolar=no | New Monitor.Tpx21386442C0_voltage element=Line.Tpx21386442C0 terminal=1 mode=1 ppolar=no
New | Monitor. |  | Tpx21386552B0 | _power | _voltage | element= | Line. | Tpx21386552B0 | terminal=1 | mode=1 | ppolar=no | New Monitor.Tpx21386552B0_power element=Line.Tpx21386552B0 terminal=1 mode=1 ppolar=no | New Monitor.Tpx21386552B0_voltage element=Line.Tpx21386552B0 terminal=1 mode=1 ppolar=no
New | Monitor. | linhaPV_ | Tpx21386754A0 | _power | _voltage | element= | Line. | Tpx21386754A0 | terminal=1 | mode=1 | ppolar=no | New Monitor.linhaPV_Tpx21386754A0_power element=Line.Tpx21386754A0 terminal=1 mode=1 ppolar=no | New Monitor.linhaPV_Tpx21386754A0_voltage element=Line.Tpx21386754A0 terminal=1 mode=1 ppolar=no
New | Monitor. |  | Tpx21386771B0 | _power | _voltage | element= | Line. | Tpx21386771B0 | terminal=1 | mode=1 | ppolar=no | New Monitor.Tpx21386771B0_power element=Line.Tpx21386771B0 terminal=1 mode=1 ppolar=no | New Monitor.Tpx21386771B0_voltage element=Line.Tpx21386771B0 terminal=1 mode=1 ppolar=no
New | Monitor. |  | Tpx21386877A0 | _power | _voltage | element= | Line. | Tpx21386877A0 | terminal=1 | mode=1 | ppolar=no | New Monitor.Tpx21386877A0_power element=Line.Tpx21386877A0 terminal=1 mode=1 ppolar=no | New Monitor.Tpx21386877A0_voltage element=Line.Tpx21386877A0 terminal=1 mode=1 ppolar=no
New | Monitor. |  | Tpx21386976A0 | _power | _voltage | element= | Line. | Tpx21386976A0 | terminal=1 | mode=1 | ppolar=no | New Monitor.Tpx21386976A0_power element=Line.Tpx21386976A0 terminal=1 mode=1 ppolar=no | New Monitor.Tpx21386976A0_voltage element=Line.Tpx21386976A0 terminal=1 mode=1 ppolar=no
New | Monitor. |  | Tpx21387206C0 | _power | _voltage | element= | Line. | Tpx21387206C0 | terminal=1 | mode=1 | ppolar=no | New Monitor.Tpx21387206C0_power element=Line.Tpx21387206C0 terminal=1 mode=1 ppolar=no | New Monitor.Tpx21387206C0_voltage element=Line.Tpx21387206C0 terminal=1 mode=1 ppolar=no
New | Monitor. |  | Tpx21387929C0 | _power | _voltage | element= | Line. | Tpx21387929C0 | terminal=1 | mode=1 | ppolar=no | New Monitor.Tpx21387929C0_power element=Line.Tpx21387929C0 terminal=1 mode=1 ppolar=no | New Monitor.Tpx21387929C0_voltage element=Line.Tpx21387929C0 terminal=1 mode=1 ppolar=no
New | Monitor. | linhaPV_ | Tpx21388572B0 | _power | _voltage | element= | Line. | Tpx21388572B0 | terminal=1 | mode=1 | ppolar=no | New Monitor.linhaPV_Tpx21388572B0_power element=Line.Tpx21388572B0 terminal=1 mode=1 ppolar=no | New Monitor.linhaPV_Tpx21388572B0_voltage element=Line.Tpx21388572B0 terminal=1 mode=1 ppolar=no
New | Monitor. | linhaPV_ | Tpx21389092B0 | _power | _voltage | element= | Line. | Tpx21389092B0 | terminal=1 | mode=1 | ppolar=no | New Monitor.linhaPV_Tpx21389092B0_power element=Line.Tpx21389092B0 terminal=1 mode=1 ppolar=no | New Monitor.linhaPV_Tpx21389092B0_voltage element=Line.Tpx21389092B0 terminal=1 mode=1 ppolar=no
New | Monitor. |  | Tpx21389237A0 | _power | _voltage | element= | Line. | Tpx21389237A0 | terminal=1 | mode=1 | ppolar=no | New Monitor.Tpx21389237A0_power element=Line.Tpx21389237A0 terminal=1 mode=1 ppolar=no | New Monitor.Tpx21389237A0_voltage element=Line.Tpx21389237A0 terminal=1 mode=1 ppolar=no
New | Monitor. |  | Tpx21389307C0 | _power | _voltage | element= | Line. | Tpx21389307C0 | terminal=1 | mode=1 | ppolar=no | New Monitor.Tpx21389307C0_power element=Line.Tpx21389307C0 terminal=1 mode=1 ppolar=no | New Monitor.Tpx21389307C0_voltage element=Line.Tpx21389307C0 terminal=1 mode=1 ppolar=no
New | Monitor. | linhaPV_ | Tpx21389761B0 | _power | _voltage | element= | Line. | Tpx21389761B0 | terminal=1 | mode=1 | ppolar=no | New Monitor.linhaPV_Tpx21389761B0_power element=Line.Tpx21389761B0 terminal=1 mode=1 ppolar=no | New Monitor.linhaPV_Tpx21389761B0_voltage element=Line.Tpx21389761B0 terminal=1 mode=1 ppolar=no
New | Monitor. |  | Tpx21389831A0 | _power | _voltage | element= | Line. | Tpx21389831A0 | terminal=1 | mode=1 | ppolar=no | New Monitor.Tpx21389831A0_power element=Line.Tpx21389831A0 terminal=1 mode=1 ppolar=no | New Monitor.Tpx21389831A0_voltage element=Line.Tpx21389831A0 terminal=1 mode=1 ppolar=no
New | Monitor. |  | Tpx21389962C0 | _power | _voltage | element= | Line. | Tpx21389962C0 | terminal=1 | mode=1 | ppolar=no | New Monitor.Tpx21389962C0_power element=Line.Tpx21389962C0 terminal=1 mode=1 ppolar=no | New Monitor.Tpx21389962C0_voltage element=Line.Tpx21389962C0 terminal=1 mode=1 ppolar=no
New | Monitor. |  | Tpx21390038C0 | _power | _voltage | element= | Line. | Tpx21390038C0 | terminal=1 | mode=1 | ppolar=no | New Monitor.Tpx21390038C0_power element=Line.Tpx21390038C0 terminal=1 mode=1 ppolar=no | New Monitor.Tpx21390038C0_voltage element=Line.Tpx21390038C0 terminal=1 mode=1 ppolar=no
New | Monitor. |  | Tpx21391094A0 | _power | _voltage | element= | Line. | Tpx21391094A0 | terminal=1 | mode=1 | ppolar=no | New Monitor.Tpx21391094A0_power element=Line.Tpx21391094A0 terminal=1 mode=1 ppolar=no | New Monitor.Tpx21391094A0_voltage element=Line.Tpx21391094A0 terminal=1 mode=1 ppolar=no
New | Monitor. |  | Tpx21391242B0 | _power | _voltage | element= | Line. | Tpx21391242B0 | terminal=1 | mode=1 | ppolar=no | New Monitor.Tpx21391242B0_power element=Line.Tpx21391242B0 terminal=1 mode=1 ppolar=no | New Monitor.Tpx21391242B0_voltage element=Line.Tpx21391242B0 terminal=1 mode=1 ppolar=no
New | Monitor. | linhaPV_ | Tpx21391390B0 | _power | _voltage | element= | Line. | Tpx21391390B0 | terminal=1 | mode=1 | ppolar=no | New Monitor.linhaPV_Tpx21391390B0_power element=Line.Tpx21391390B0 terminal=1 mode=1 ppolar=no | New Monitor.linhaPV_Tpx21391390B0_voltage element=Line.Tpx21391390B0 terminal=1 mode=1 ppolar=no
New | Monitor. | linhaPV_ | Tpx21393412B0 | _power | _voltage | element= | Line. | Tpx21393412B0 | terminal=1 | mode=1 | ppolar=no | New Monitor.linhaPV_Tpx21393412B0_power element=Line.Tpx21393412B0 terminal=1 mode=1 ppolar=no | New Monitor.linhaPV_Tpx21393412B0_voltage element=Line.Tpx21393412B0 terminal=1 mode=1 ppolar=no
New | Monitor. | linhaPV_ | Tpx21393454B0 | _power | _voltage | element= | Line. | Tpx21393454B0 | terminal=1 | mode=1 | ppolar=no | New Monitor.linhaPV_Tpx21393454B0_power element=Line.Tpx21393454B0 terminal=1 mode=1 ppolar=no | New Monitor.linhaPV_Tpx21393454B0_voltage element=Line.Tpx21393454B0 terminal=1 mode=1 ppolar=no
New | Monitor. |  | Tpx21393486C0 | _power | _voltage | element= | Line. | Tpx21393486C0 | terminal=1 | mode=1 | ppolar=no | New Monitor.Tpx21393486C0_power element=Line.Tpx21393486C0 terminal=1 mode=1 ppolar=no | New Monitor.Tpx21393486C0_voltage element=Line.Tpx21393486C0 terminal=1 mode=1 ppolar=no
New | Monitor. |  | Tpx21393570C0 | _power | _voltage | element= | Line. | Tpx21393570C0 | terminal=1 | mode=1 | ppolar=no | New Monitor.Tpx21393570C0_power element=Line.Tpx21393570C0 terminal=1 mode=1 ppolar=no | New Monitor.Tpx21393570C0_voltage element=Line.Tpx21393570C0 terminal=1 mode=1 ppolar=no
New | Monitor. |  | Tpx21393643A0 | _power | _voltage | element= | Line. | Tpx21393643A0 | terminal=1 | mode=1 | ppolar=no | New Monitor.Tpx21393643A0_power element=Line.Tpx21393643A0 terminal=1 mode=1 ppolar=no | New Monitor.Tpx21393643A0_voltage element=Line.Tpx21393643A0 terminal=1 mode=1 ppolar=no
New | Monitor. | linhaPV_ | Tpx21393643B0 | _power | _voltage | element= | Line. | Tpx21393643B0 | terminal=1 | mode=1 | ppolar=no | New Monitor.linhaPV_Tpx21393643B0_power element=Line.Tpx21393643B0 terminal=1 mode=1 ppolar=no | New Monitor.linhaPV_Tpx21393643B0_voltage element=Line.Tpx21393643B0 terminal=1 mode=1 ppolar=no
New | Monitor. |  | Tpx21393643C0 | _power | _voltage | element= | Line. | Tpx21393643C0 | terminal=1 | mode=1 | ppolar=no | New Monitor.Tpx21393643C0_power element=Line.Tpx21393643C0 terminal=1 mode=1 ppolar=no | New Monitor.Tpx21393643C0_voltage element=Line.Tpx21393643C0 terminal=1 mode=1 ppolar=no
New | Monitor. |  | Tpx21395720C0 | _power | _voltage | element= | Line. | Tpx21395720C0 | terminal=1 | mode=1 | ppolar=no | New Monitor.Tpx21395720C0_power element=Line.Tpx21395720C0 terminal=1 mode=1 ppolar=no | New Monitor.Tpx21395720C0_voltage element=Line.Tpx21395720C0 terminal=1 mode=1 ppolar=no
New | Monitor. | linhaPV_ | Tpx21395962A0 | _power | _voltage | element= | Line. | Tpx21395962A0 | terminal=1 | mode=1 | ppolar=no | New Monitor.linhaPV_Tpx21395962A0_power element=Line.Tpx21395962A0 terminal=1 mode=1 ppolar=no | New Monitor.linhaPV_Tpx21395962A0_voltage element=Line.Tpx21395962A0 terminal=1 mode=1 ppolar=no
New | Monitor. |  | Tpx21396015A0 | _power | _voltage | element= | Line. | Tpx21396015A0 | terminal=1 | mode=1 | ppolar=no | New Monitor.Tpx21396015A0_power element=Line.Tpx21396015A0 terminal=1 mode=1 ppolar=no | New Monitor.Tpx21396015A0_voltage element=Line.Tpx21396015A0 terminal=1 mode=1 ppolar=no
New | Monitor. |  | Tpx21396254A0 | _power | _voltage | element= | Line. | Tpx21396254A0 | terminal=1 | mode=1 | ppolar=no | New Monitor.Tpx21396254A0_power element=Line.Tpx21396254A0 terminal=1 mode=1 ppolar=no | New Monitor.Tpx21396254A0_voltage element=Line.Tpx21396254A0 terminal=1 mode=1 ppolar=no
New | Monitor. | linhaPV_ | Tpx21396331B0 | _power | _voltage | element= | Line. | Tpx21396331B0 | terminal=1 | mode=1 | ppolar=no | New Monitor.linhaPV_Tpx21396331B0_power element=Line.Tpx21396331B0 terminal=1 mode=1 ppolar=no | New Monitor.linhaPV_Tpx21396331B0_voltage element=Line.Tpx21396331B0 terminal=1 mode=1 ppolar=no
New | Monitor. | linhaPV_ | Tpx21396606C0 | _power | _voltage | element= | Line. | Tpx21396606C0 | terminal=1 | mode=1 | ppolar=no | New Monitor.linhaPV_Tpx21396606C0_power element=Line.Tpx21396606C0 terminal=1 mode=1 ppolar=no | New Monitor.linhaPV_Tpx21396606C0_voltage element=Line.Tpx21396606C0 terminal=1 mode=1 ppolar=no
New | Monitor. | linhaPV_ | Tpx21396699B0 | _power | _voltage | element= | Line. | Tpx21396699B0 | terminal=1 | mode=1 | ppolar=no | New Monitor.linhaPV_Tpx21396699B0_power element=Line.Tpx21396699B0 terminal=1 mode=1 ppolar=no | New Monitor.linhaPV_Tpx21396699B0_voltage element=Line.Tpx21396699B0 terminal=1 mode=1 ppolar=no
New | Monitor. | linhaPV_ | Tpx21396796B0 | _power | _voltage | element= | Line. | Tpx21396796B0 | terminal=1 | mode=1 | ppolar=no | New Monitor.linhaPV_Tpx21396796B0_power element=Line.Tpx21396796B0 terminal=1 mode=1 ppolar=no | New Monitor.linhaPV_Tpx21396796B0_voltage element=Line.Tpx21396796B0 terminal=1 mode=1 ppolar=no
New | Monitor. |  | Tpx21396815C0 | _power | _voltage | element= | Line. | Tpx21396815C0 | terminal=1 | mode=1 | ppolar=no | New Monitor.Tpx21396815C0_power element=Line.Tpx21396815C0 terminal=1 mode=1 ppolar=no | New Monitor.Tpx21396815C0_voltage element=Line.Tpx21396815C0 terminal=1 mode=1 ppolar=no
New | Monitor. | linhaPV_ | Tpx21396867A0 | _power | _voltage | element= | Line. | Tpx21396867A0 | terminal=1 | mode=1 | ppolar=no | New Monitor.linhaPV_Tpx21396867A0_power element=Line.Tpx21396867A0 terminal=1 mode=1 ppolar=no | New Monitor.linhaPV_Tpx21396867A0_voltage element=Line.Tpx21396867A0 terminal=1 mode=1 ppolar=no
New | Monitor. | linhaPV_ | Tpx21396959A0 | _power | _voltage | element= | Line. | Tpx21396959A0 | terminal=1 | mode=1 | ppolar=no | New Monitor.linhaPV_Tpx21396959A0_power element=Line.Tpx21396959A0 terminal=1 mode=1 ppolar=no | New Monitor.linhaPV_Tpx21396959A0_voltage element=Line.Tpx21396959A0 terminal=1 mode=1 ppolar=no
New | Monitor. | linhaPV_ | Tpx21397005A0 | _power | _voltage | element= | Line. | Tpx21397005A0 | terminal=1 | mode=1 | ppolar=no | New Monitor.linhaPV_Tpx21397005A0_power element=Line.Tpx21397005A0 terminal=1 mode=1 ppolar=no | New Monitor.linhaPV_Tpx21397005A0_voltage element=Line.Tpx21397005A0 terminal=1 mode=1 ppolar=no
New | Monitor. |  | Tpx21397029A0 | _power | _voltage | element= | Line. | Tpx21397029A0 | terminal=1 | mode=1 | ppolar=no | New Monitor.Tpx21397029A0_power element=Line.Tpx21397029A0 terminal=1 mode=1 ppolar=no | New Monitor.Tpx21397029A0_voltage element=Line.Tpx21397029A0 terminal=1 mode=1 ppolar=no
New | Monitor. |  | Tpx21397067A0 | _power | _voltage | element= | Line. | Tpx21397067A0 | terminal=1 | mode=1 | ppolar=no | New Monitor.Tpx21397067A0_power element=Line.Tpx21397067A0 terminal=1 mode=1 ppolar=no | New Monitor.Tpx21397067A0_voltage element=Line.Tpx21397067A0 terminal=1 mode=1 ppolar=no
New | Monitor. |  | Tpx21397121C0 | _power | _voltage | element= | Line. | Tpx21397121C0 | terminal=1 | mode=1 | ppolar=no | New Monitor.Tpx21397121C0_power element=Line.Tpx21397121C0 terminal=1 mode=1 ppolar=no | New Monitor.Tpx21397121C0_voltage element=Line.Tpx21397121C0 terminal=1 mode=1 ppolar=no
New | Monitor. |  | Tpx21397304A0 | _power | _voltage | element= | Line. | Tpx21397304A0 | terminal=1 | mode=1 | ppolar=no | New Monitor.Tpx21397304A0_power element=Line.Tpx21397304A0 terminal=1 mode=1 ppolar=no | New Monitor.Tpx21397304A0_voltage element=Line.Tpx21397304A0 terminal=1 mode=1 ppolar=no
New | Monitor. |  | Tpx21397544A0 | _power | _voltage | element= | Line. | Tpx21397544A0 | terminal=1 | mode=1 | ppolar=no | New Monitor.Tpx21397544A0_power element=Line.Tpx21397544A0 terminal=1 mode=1 ppolar=no | New Monitor.Tpx21397544A0_voltage element=Line.Tpx21397544A0 terminal=1 mode=1 ppolar=no
New | Monitor. |  | Tpx21397645A0 | _power | _voltage | element= | Line. | Tpx21397645A0 | terminal=1 | mode=1 | ppolar=no | New Monitor.Tpx21397645A0_power element=Line.Tpx21397645A0 terminal=1 mode=1 ppolar=no | New Monitor.Tpx21397645A0_voltage element=Line.Tpx21397645A0 terminal=1 mode=1 ppolar=no
New | Monitor. |  | Tpx21397721A0 | _power | _voltage | element= | Line. | Tpx21397721A0 | terminal=1 | mode=1 | ppolar=no | New Monitor.Tpx21397721A0_power element=Line.Tpx21397721A0 terminal=1 mode=1 ppolar=no | New Monitor.Tpx21397721A0_voltage element=Line.Tpx21397721A0 terminal=1 mode=1 ppolar=no
New | Monitor. |  | Tpx21397771A0 | _power | _voltage | element= | Line. | Tpx21397771A0 | terminal=1 | mode=1 | ppolar=no | New Monitor.Tpx21397771A0_power element=Line.Tpx21397771A0 terminal=1 mode=1 ppolar=no | New Monitor.Tpx21397771A0_voltage element=Line.Tpx21397771A0 terminal=1 mode=1 ppolar=no
New | Monitor. |  | Tpx21398402A0 | _power | _voltage | element= | Line. | Tpx21398402A0 | terminal=1 | mode=1 | ppolar=no | New Monitor.Tpx21398402A0_power element=Line.Tpx21398402A0 terminal=1 mode=1 ppolar=no | New Monitor.Tpx21398402A0_voltage element=Line.Tpx21398402A0 terminal=1 mode=1 ppolar=no
New | Monitor. |  | Tpx21398536A0 | _power | _voltage | element= | Line. | Tpx21398536A0 | terminal=1 | mode=1 | ppolar=no | New Monitor.Tpx21398536A0_power element=Line.Tpx21398536A0 terminal=1 mode=1 ppolar=no | New Monitor.Tpx21398536A0_voltage element=Line.Tpx21398536A0 terminal=1 mode=1 ppolar=no
New | Monitor. | linhaPV_ | Tpx21398563A0 | _power | _voltage | element= | Line. | Tpx21398563A0 | terminal=1 | mode=1 | ppolar=no | New Monitor.linhaPV_Tpx21398563A0_power element=Line.Tpx21398563A0 terminal=1 mode=1 ppolar=no | New Monitor.linhaPV_Tpx21398563A0_voltage element=Line.Tpx21398563A0 terminal=1 mode=1 ppolar=no
New | Monitor. | linhaPV_ | Tpx21398646B0 | _power | _voltage | element= | Line. | Tpx21398646B0 | terminal=1 | mode=1 | ppolar=no | New Monitor.linhaPV_Tpx21398646B0_power element=Line.Tpx21398646B0 terminal=1 mode=1 ppolar=no | New Monitor.linhaPV_Tpx21398646B0_voltage element=Line.Tpx21398646B0 terminal=1 mode=1 ppolar=no
New | Monitor. |  | Tpx21398676A0 | _power | _voltage | element= | Line. | Tpx21398676A0 | terminal=1 | mode=1 | ppolar=no | New Monitor.Tpx21398676A0_power element=Line.Tpx21398676A0 terminal=1 mode=1 ppolar=no | New Monitor.Tpx21398676A0_voltage element=Line.Tpx21398676A0 terminal=1 mode=1 ppolar=no
New | Monitor. |  | Tpx21398815A0 | _power | _voltage | element= | Line. | Tpx21398815A0 | terminal=1 | mode=1 | ppolar=no | New Monitor.Tpx21398815A0_power element=Line.Tpx21398815A0 terminal=1 mode=1 ppolar=no | New Monitor.Tpx21398815A0_voltage element=Line.Tpx21398815A0 terminal=1 mode=1 ppolar=no
New | Monitor. |  | Tpx21399099A0 | _power | _voltage | element= | Line. | Tpx21399099A0 | terminal=1 | mode=1 | ppolar=no | New Monitor.Tpx21399099A0_power element=Line.Tpx21399099A0 terminal=1 mode=1 ppolar=no | New Monitor.Tpx21399099A0_voltage element=Line.Tpx21399099A0 terminal=1 mode=1 ppolar=no
New | Monitor. |  | Tpx21399112C0 | _power | _voltage | element= | Line. | Tpx21399112C0 | terminal=1 | mode=1 | ppolar=no | New Monitor.Tpx21399112C0_power element=Line.Tpx21399112C0 terminal=1 mode=1 ppolar=no | New Monitor.Tpx21399112C0_voltage element=Line.Tpx21399112C0 terminal=1 mode=1 ppolar=no
New | Monitor. |  | Tpx21399171C0 | _power | _voltage | element= | Line. | Tpx21399171C0 | terminal=1 | mode=1 | ppolar=no | New Monitor.Tpx21399171C0_power element=Line.Tpx21399171C0 terminal=1 mode=1 ppolar=no | New Monitor.Tpx21399171C0_voltage element=Line.Tpx21399171C0 terminal=1 mode=1 ppolar=no
New | Monitor. |  | Tpx21399220C0 | _power | _voltage | element= | Line. | Tpx21399220C0 | terminal=1 | mode=1 | ppolar=no | New Monitor.Tpx21399220C0_power element=Line.Tpx21399220C0 terminal=1 mode=1 ppolar=no | New Monitor.Tpx21399220C0_voltage element=Line.Tpx21399220C0 terminal=1 mode=1 ppolar=no
New | Monitor. |  | Tpx21399229A0 | _power | _voltage | element= | Line. | Tpx21399229A0 | terminal=1 | mode=1 | ppolar=no | New Monitor.Tpx21399229A0_power element=Line.Tpx21399229A0 terminal=1 mode=1 ppolar=no | New Monitor.Tpx21399229A0_voltage element=Line.Tpx21399229A0 terminal=1 mode=1 ppolar=no
New | Monitor. | linhaPV_ | Tpx21399305A0 | _power | _voltage | element= | Line. | Tpx21399305A0 | terminal=1 | mode=1 | ppolar=no | New Monitor.linhaPV_Tpx21399305A0_power element=Line.Tpx21399305A0 terminal=1 mode=1 ppolar=no | New Monitor.linhaPV_Tpx21399305A0_voltage element=Line.Tpx21399305A0 terminal=1 mode=1 ppolar=no
New | Monitor. | linhaPV_ | Tpx21399326C0 | _power | _voltage | element= | Line. | Tpx21399326C0 | terminal=1 | mode=1 | ppolar=no | New Monitor.linhaPV_Tpx21399326C0_power element=Line.Tpx21399326C0 terminal=1 mode=1 ppolar=no | New Monitor.linhaPV_Tpx21399326C0_voltage element=Line.Tpx21399326C0 terminal=1 mode=1 ppolar=no
New | Monitor. |  | Tpx21399361B0 | _power | _voltage | element= | Line. | Tpx21399361B0 | terminal=1 | mode=1 | ppolar=no | New Monitor.Tpx21399361B0_power element=Line.Tpx21399361B0 terminal=1 mode=1 ppolar=no | New Monitor.Tpx21399361B0_voltage element=Line.Tpx21399361B0 terminal=1 mode=1 ppolar=no
New | Monitor. |  | Tpx21399508A0 | _power | _voltage | element= | Line. | Tpx21399508A0 | terminal=1 | mode=1 | ppolar=no | New Monitor.Tpx21399508A0_power element=Line.Tpx21399508A0 terminal=1 mode=1 ppolar=no | New Monitor.Tpx21399508A0_voltage element=Line.Tpx21399508A0 terminal=1 mode=1 ppolar=no
New | Monitor. |  | Tpx21399619C0 | _power | _voltage | element= | Line. | Tpx21399619C0 | terminal=1 | mode=1 | ppolar=no | New Monitor.Tpx21399619C0_power element=Line.Tpx21399619C0 terminal=1 mode=1 ppolar=no | New Monitor.Tpx21399619C0_voltage element=Line.Tpx21399619C0 terminal=1 mode=1 ppolar=no
New | Monitor. |  | Tpx21399630A0 | _power | _voltage | element= | Line. | Tpx21399630A0 | terminal=1 | mode=1 | ppolar=no | New Monitor.Tpx21399630A0_power element=Line.Tpx21399630A0 terminal=1 mode=1 ppolar=no | New Monitor.Tpx21399630A0_voltage element=Line.Tpx21399630A0 terminal=1 mode=1 ppolar=no
New | Monitor. | linhaPV_ | Tpx21399707A0 | _power | _voltage | element= | Line. | Tpx21399707A0 | terminal=1 | mode=1 | ppolar=no | New Monitor.linhaPV_Tpx21399707A0_power element=Line.Tpx21399707A0 terminal=1 mode=1 ppolar=no | New Monitor.linhaPV_Tpx21399707A0_voltage element=Line.Tpx21399707A0 terminal=1 mode=1 ppolar=no
New | Monitor. | linhaPV_ | Tpx21399752A0 | _power | _voltage | element= | Line. | Tpx21399752A0 | terminal=1 | mode=1 | ppolar=no | New Monitor.linhaPV_Tpx21399752A0_power element=Line.Tpx21399752A0 terminal=1 mode=1 ppolar=no | New Monitor.linhaPV_Tpx21399752A0_voltage element=Line.Tpx21399752A0 terminal=1 mode=1 ppolar=no
New | Monitor. |  | Tpx21399762A0 | _power | _voltage | element= | Line. | Tpx21399762A0 | terminal=1 | mode=1 | ppolar=no | New Monitor.Tpx21399762A0_power element=Line.Tpx21399762A0 terminal=1 mode=1 ppolar=no | New Monitor.Tpx21399762A0_voltage element=Line.Tpx21399762A0 terminal=1 mode=1 ppolar=no
New | Monitor. |  | Tpx21399809A0 | _power | _voltage | element= | Line. | Tpx21399809A0 | terminal=1 | mode=1 | ppolar=no | New Monitor.Tpx21399809A0_power element=Line.Tpx21399809A0 terminal=1 mode=1 ppolar=no | New Monitor.Tpx21399809A0_voltage element=Line.Tpx21399809A0 terminal=1 mode=1 ppolar=no
New | Monitor. |  | Tpx21399826A0 | _power | _voltage | element= | Line. | Tpx21399826A0 | terminal=1 | mode=1 | ppolar=no | New Monitor.Tpx21399826A0_power element=Line.Tpx21399826A0 terminal=1 mode=1 ppolar=no | New Monitor.Tpx21399826A0_voltage element=Line.Tpx21399826A0 terminal=1 mode=1 ppolar=no
New | Monitor. |  | Tpx21400108B0 | _power | _voltage | element= | Line. | Tpx21400108B0 | terminal=1 | mode=1 | ppolar=no | New Monitor.Tpx21400108B0_power element=Line.Tpx21400108B0 terminal=1 mode=1 ppolar=no | New Monitor.Tpx21400108B0_voltage element=Line.Tpx21400108B0 terminal=1 mode=1 ppolar=no
New | Monitor. |  | Tpx21400185A0 | _power | _voltage | element= | Line. | Tpx21400185A0 | terminal=1 | mode=1 | ppolar=no | New Monitor.Tpx21400185A0_power element=Line.Tpx21400185A0 terminal=1 mode=1 ppolar=no | New Monitor.Tpx21400185A0_voltage element=Line.Tpx21400185A0 terminal=1 mode=1 ppolar=no
New | Monitor. | linhaPV_ | Tpx21400215B0 | _power | _voltage | element= | Line. | Tpx21400215B0 | terminal=1 | mode=1 | ppolar=no | New Monitor.linhaPV_Tpx21400215B0_power element=Line.Tpx21400215B0 terminal=1 mode=1 ppolar=no | New Monitor.linhaPV_Tpx21400215B0_voltage element=Line.Tpx21400215B0 terminal=1 mode=1 ppolar=no
New | Monitor. | linhaPV_ | Tpx21400253B0 | _power | _voltage | element= | Line. | Tpx21400253B0 | terminal=1 | mode=1 | ppolar=no | New Monitor.linhaPV_Tpx21400253B0_power element=Line.Tpx21400253B0 terminal=1 mode=1 ppolar=no | New Monitor.linhaPV_Tpx21400253B0_voltage element=Line.Tpx21400253B0 terminal=1 mode=1 ppolar=no
New | Monitor. | linhaPV_ | Tpx21426205B0 | _power | _voltage | element= | Line. | Tpx21426205B0 | terminal=1 | mode=1 | ppolar=no | New Monitor.linhaPV_Tpx21426205B0_power element=Line.Tpx21426205B0 terminal=1 mode=1 ppolar=no | New Monitor.linhaPV_Tpx21426205B0_voltage element=Line.Tpx21426205B0 terminal=1 mode=1 ppolar=no
New | Monitor. |  | Tpx21451973B0 | _power | _voltage | element= | Line. | Tpx21451973B0 | terminal=1 | mode=1 | ppolar=no | New Monitor.Tpx21451973B0_power element=Line.Tpx21451973B0 terminal=1 mode=1 ppolar=no | New Monitor.Tpx21451973B0_voltage element=Line.Tpx21451973B0 terminal=1 mode=1 ppolar=no
New | Monitor. |  | Tpx21452406B0 | _power | _voltage | element= | Line. | Tpx21452406B0 | terminal=1 | mode=1 | ppolar=no | New Monitor.Tpx21452406B0_power element=Line.Tpx21452406B0 terminal=1 mode=1 ppolar=no | New Monitor.Tpx21452406B0_voltage element=Line.Tpx21452406B0 terminal=1 mode=1 ppolar=no
New | Monitor. | linhaPV_ | Tpx21455388C0 | _power | _voltage | element= | Line. | Tpx21455388C0 | terminal=1 | mode=1 | ppolar=no | New Monitor.linhaPV_Tpx21455388C0_power element=Line.Tpx21455388C0 terminal=1 mode=1 ppolar=no | New Monitor.linhaPV_Tpx21455388C0_voltage element=Line.Tpx21455388C0 terminal=1 mode=1 ppolar=no
New | Monitor. | linhaPV_ | Tpx21458756C0 | _power | _voltage | element= | Line. | Tpx21458756C0 | terminal=1 | mode=1 | ppolar=no | New Monitor.linhaPV_Tpx21458756C0_power element=Line.Tpx21458756C0 terminal=1 mode=1 ppolar=no | New Monitor.linhaPV_Tpx21458756C0_voltage element=Line.Tpx21458756C0 terminal=1 mode=1 ppolar=no
New | Monitor. | linhaPV_ | Tpx21459629C0 | _power | _voltage | element= | Line. | Tpx21459629C0 | terminal=1 | mode=1 | ppolar=no | New Monitor.linhaPV_Tpx21459629C0_power element=Line.Tpx21459629C0 terminal=1 mode=1 ppolar=no | New Monitor.linhaPV_Tpx21459629C0_voltage element=Line.Tpx21459629C0 terminal=1 mode=1 ppolar=no
New | Monitor. | linhaPV_ | Tpx21459640C0 | _power | _voltage | element= | Line. | Tpx21459640C0 | terminal=1 | mode=1 | ppolar=no | New Monitor.linhaPV_Tpx21459640C0_power element=Line.Tpx21459640C0 terminal=1 mode=1 ppolar=no | New Monitor.linhaPV_Tpx21459640C0_voltage element=Line.Tpx21459640C0 terminal=1 mode=1 ppolar=no
New | Monitor. | linhaPV_ | Tpx21459651C0 | _power | _voltage | element= | Line. | Tpx21459651C0 | terminal=1 | mode=1 | ppolar=no | New Monitor.linhaPV_Tpx21459651C0_power element=Line.Tpx21459651C0 terminal=1 mode=1 ppolar=no | New Monitor.linhaPV_Tpx21459651C0_voltage element=Line.Tpx21459651C0 terminal=1 mode=1 ppolar=no
New | Monitor. | linhaPV_ | Tpx21459660C0 | _power | _voltage | element= | Line. | Tpx21459660C0 | terminal=1 | mode=1 | ppolar=no | New Monitor.linhaPV_Tpx21459660C0_power element=Line.Tpx21459660C0 terminal=1 mode=1 ppolar=no | New Monitor.linhaPV_Tpx21459660C0_voltage element=Line.Tpx21459660C0 terminal=1 mode=1 ppolar=no
New | Monitor. | linhaPV_ | Tpx21467859B0 | _power | _voltage | element= | Line. | Tpx21467859B0 | terminal=1 | mode=1 | ppolar=no | New Monitor.linhaPV_Tpx21467859B0_power element=Line.Tpx21467859B0 terminal=1 mode=1 ppolar=no | New Monitor.linhaPV_Tpx21467859B0_voltage element=Line.Tpx21467859B0 terminal=1 mode=1 ppolar=no
New | Monitor. |  | Tpx21469911A0 | _power | _voltage | element= | Line. | Tpx21469911A0 | terminal=1 | mode=1 | ppolar=no | New Monitor.Tpx21469911A0_power element=Line.Tpx21469911A0 terminal=1 mode=1 ppolar=no | New Monitor.Tpx21469911A0_voltage element=Line.Tpx21469911A0 terminal=1 mode=1 ppolar=no
New | Monitor. | linhaPV_ | Tpx21469960B0 | _power | _voltage | element= | Line. | Tpx21469960B0 | terminal=1 | mode=1 | ppolar=no | New Monitor.linhaPV_Tpx21469960B0_power element=Line.Tpx21469960B0 terminal=1 mode=1 ppolar=no | New Monitor.linhaPV_Tpx21469960B0_voltage element=Line.Tpx21469960B0 terminal=1 mode=1 ppolar=no
New | Monitor. |  | Tpx21470122B0 | _power | _voltage | element= | Line. | Tpx21470122B0 | terminal=1 | mode=1 | ppolar=no | New Monitor.Tpx21470122B0_power element=Line.Tpx21470122B0 terminal=1 mode=1 ppolar=no | New Monitor.Tpx21470122B0_voltage element=Line.Tpx21470122B0 terminal=1 mode=1 ppolar=no
New | Monitor. |  | Tpx21470326A0 | _power | _voltage | element= | Line. | Tpx21470326A0 | terminal=1 | mode=1 | ppolar=no | New Monitor.Tpx21470326A0_power element=Line.Tpx21470326A0 terminal=1 mode=1 ppolar=no | New Monitor.Tpx21470326A0_voltage element=Line.Tpx21470326A0 terminal=1 mode=1 ppolar=no
New | Monitor. | linhaPV_ | Tpx21470405A0 | _power | _voltage | element= | Line. | Tpx21470405A0 | terminal=1 | mode=1 | ppolar=no | New Monitor.linhaPV_Tpx21470405A0_power element=Line.Tpx21470405A0 terminal=1 mode=1 ppolar=no | New Monitor.linhaPV_Tpx21470405A0_voltage element=Line.Tpx21470405A0 terminal=1 mode=1 ppolar=no
New | Monitor. | linhaPV_ | Tpx21471907A0 | _power | _voltage | element= | Line. | Tpx21471907A0 | terminal=1 | mode=1 | ppolar=no | New Monitor.linhaPV_Tpx21471907A0_power element=Line.Tpx21471907A0 terminal=1 mode=1 ppolar=no | New Monitor.linhaPV_Tpx21471907A0_voltage element=Line.Tpx21471907A0 terminal=1 mode=1 ppolar=no
New | Monitor. | linhaPV_ | Tpx21474556A0 | _power | _voltage | element= | Line. | Tpx21474556A0 | terminal=1 | mode=1 | ppolar=no | New Monitor.linhaPV_Tpx21474556A0_power element=Line.Tpx21474556A0 terminal=1 mode=1 ppolar=no | New Monitor.linhaPV_Tpx21474556A0_voltage element=Line.Tpx21474556A0 terminal=1 mode=1 ppolar=no
New | Monitor. | linhaPV_ | Tpx21474587C0 | _power | _voltage | element= | Line. | Tpx21474587C0 | terminal=1 | mode=1 | ppolar=no | New Monitor.linhaPV_Tpx21474587C0_power element=Line.Tpx21474587C0 terminal=1 mode=1 ppolar=no | New Monitor.linhaPV_Tpx21474587C0_voltage element=Line.Tpx21474587C0 terminal=1 mode=1 ppolar=no
New | Monitor. | linhaPV_ | Tpx21474614C0 | _power | _voltage | element= | Line. | Tpx21474614C0 | terminal=1 | mode=1 | ppolar=no | New Monitor.linhaPV_Tpx21474614C0_power element=Line.Tpx21474614C0 terminal=1 mode=1 ppolar=no | New Monitor.linhaPV_Tpx21474614C0_voltage element=Line.Tpx21474614C0 terminal=1 mode=1 ppolar=no
New | Monitor. |  | Tpx21474711C0 | _power | _voltage | element= | Line. | Tpx21474711C0 | terminal=1 | mode=1 | ppolar=no | New Monitor.Tpx21474711C0_power element=Line.Tpx21474711C0 terminal=1 mode=1 ppolar=no | New Monitor.Tpx21474711C0_voltage element=Line.Tpx21474711C0 terminal=1 mode=1 ppolar=no
New | Monitor. |  | Tpx21475841A0 | _power | _voltage | element= | Line. | Tpx21475841A0 | terminal=1 | mode=1 | ppolar=no | New Monitor.Tpx21475841A0_power element=Line.Tpx21475841A0 terminal=1 mode=1 ppolar=no | New Monitor.Tpx21475841A0_voltage element=Line.Tpx21475841A0 terminal=1 mode=1 ppolar=no
New | Monitor. | linhaPV_ | Tpx21482181A0 | _power | _voltage | element= | Line. | Tpx21482181A0 | terminal=1 | mode=1 | ppolar=no | New Monitor.linhaPV_Tpx21482181A0_power element=Line.Tpx21482181A0 terminal=1 mode=1 ppolar=no | New Monitor.linhaPV_Tpx21482181A0_voltage element=Line.Tpx21482181A0 terminal=1 mode=1 ppolar=no
New | Monitor. |  | Tpx21482279A0 | _power | _voltage | element= | Line. | Tpx21482279A0 | terminal=1 | mode=1 | ppolar=no | New Monitor.Tpx21482279A0_power element=Line.Tpx21482279A0 terminal=1 mode=1 ppolar=no | New Monitor.Tpx21482279A0_voltage element=Line.Tpx21482279A0 terminal=1 mode=1 ppolar=no
New | Monitor. |  | Tpx21482431A0 | _power | _voltage | element= | Line. | Tpx21482431A0 | terminal=1 | mode=1 | ppolar=no | New Monitor.Tpx21482431A0_power element=Line.Tpx21482431A0 terminal=1 mode=1 ppolar=no | New Monitor.Tpx21482431A0_voltage element=Line.Tpx21482431A0 terminal=1 mode=1 ppolar=no
New | Monitor. |  | Tpx21483138A0 | _power | _voltage | element= | Line. | Tpx21483138A0 | terminal=1 | mode=1 | ppolar=no | New Monitor.Tpx21483138A0_power element=Line.Tpx21483138A0 terminal=1 mode=1 ppolar=no | New Monitor.Tpx21483138A0_voltage element=Line.Tpx21483138A0 terminal=1 mode=1 ppolar=no
New | Monitor. |  | Tpx21486213B0 | _power | _voltage | element= | Line. | Tpx21486213B0 | terminal=1 | mode=1 | ppolar=no | New Monitor.Tpx21486213B0_power element=Line.Tpx21486213B0 terminal=1 mode=1 ppolar=no | New Monitor.Tpx21486213B0_voltage element=Line.Tpx21486213B0 terminal=1 mode=1 ppolar=no
New | Monitor. | linhaPV_ | Tpx223400157C0 | _power | _voltage | element= | Line. | Tpx223400157C0 | terminal=1 | mode=1 | ppolar=no | New Monitor.linhaPV_Tpx223400157C0_power element=Line.Tpx223400157C0 terminal=1 mode=1 ppolar=no | New Monitor.linhaPV_Tpx223400157C0_voltage element=Line.Tpx223400157C0 terminal=1 mode=1 ppolar=no
New | Monitor. |  | Tpx225498968B0 | _power | _voltage | element= | Line. | Tpx225498968B0 | terminal=1 | mode=1 | ppolar=no | New Monitor.Tpx225498968B0_power element=Line.Tpx225498968B0 terminal=1 mode=1 ppolar=no | New Monitor.Tpx225498968B0_voltage element=Line.Tpx225498968B0 terminal=1 mode=1 ppolar=no
New | Monitor. |  | Tpx225533162A0 | _power | _voltage | element= | Line. | Tpx225533162A0 | terminal=1 | mode=1 | ppolar=no | New Monitor.Tpx225533162A0_power element=Line.Tpx225533162A0 terminal=1 mode=1 ppolar=no | New Monitor.Tpx225533162A0_voltage element=Line.Tpx225533162A0 terminal=1 mode=1 ppolar=no
New | Monitor. |  | Tpx225533215C0 | _power | _voltage | element= | Line. | Tpx225533215C0 | terminal=1 | mode=1 | ppolar=no | New Monitor.Tpx225533215C0_power element=Line.Tpx225533215C0 terminal=1 mode=1 ppolar=no | New Monitor.Tpx225533215C0_voltage element=Line.Tpx225533215C0 terminal=1 mode=1 ppolar=no
New | Monitor. |  | Tpx225533237B0 | _power | _voltage | element= | Line. | Tpx225533237B0 | terminal=1 | mode=1 | ppolar=no | New Monitor.Tpx225533237B0_power element=Line.Tpx225533237B0 terminal=1 mode=1 ppolar=no | New Monitor.Tpx225533237B0_voltage element=Line.Tpx225533237B0 terminal=1 mode=1 ppolar=no
New | Monitor. |  | Tpx225533337A0 | _power | _voltage | element= | Line. | Tpx225533337A0 | terminal=1 | mode=1 | ppolar=no | New Monitor.Tpx225533337A0_power element=Line.Tpx225533337A0 terminal=1 mode=1 ppolar=no | New Monitor.Tpx225533337A0_voltage element=Line.Tpx225533337A0 terminal=1 mode=1 ppolar=no
New | Monitor. |  | Tpx225533423C0 | _power | _voltage | element= | Line. | Tpx225533423C0 | terminal=1 | mode=1 | ppolar=no | New Monitor.Tpx225533423C0_power element=Line.Tpx225533423C0 terminal=1 mode=1 ppolar=no | New Monitor.Tpx225533423C0_voltage element=Line.Tpx225533423C0 terminal=1 mode=1 ppolar=no
New | Monitor. |  | Tpx225533531A0 | _power | _voltage | element= | Line. | Tpx225533531A0 | terminal=1 | mode=1 | ppolar=no | New Monitor.Tpx225533531A0_power element=Line.Tpx225533531A0 terminal=1 mode=1 ppolar=no | New Monitor.Tpx225533531A0_voltage element=Line.Tpx225533531A0 terminal=1 mode=1 ppolar=no
New | Monitor. | linhaPV_ | Tpx225533675B0 | _power | _voltage | element= | Line. | Tpx225533675B0 | terminal=1 | mode=1 | ppolar=no | New Monitor.linhaPV_Tpx225533675B0_power element=Line.Tpx225533675B0 terminal=1 mode=1 ppolar=no | New Monitor.linhaPV_Tpx225533675B0_voltage element=Line.Tpx225533675B0 terminal=1 mode=1 ppolar=no
New | Monitor. | linhaPV_ | Tpx225533703C0 | _power | _voltage | element= | Line. | Tpx225533703C0 | terminal=1 | mode=1 | ppolar=no | New Monitor.linhaPV_Tpx225533703C0_power element=Line.Tpx225533703C0 terminal=1 mode=1 ppolar=no | New Monitor.linhaPV_Tpx225533703C0_voltage element=Line.Tpx225533703C0 terminal=1 mode=1 ppolar=no
New | Monitor. | linhaPV_ | Tpx225534325A0 | _power | _voltage | element= | Line. | Tpx225534325A0 | terminal=1 | mode=1 | ppolar=no | New Monitor.linhaPV_Tpx225534325A0_power element=Line.Tpx225534325A0 terminal=1 mode=1 ppolar=no | New Monitor.linhaPV_Tpx225534325A0_voltage element=Line.Tpx225534325A0 terminal=1 mode=1 ppolar=no
New | Monitor. |  | Tpx225571845B0 | _power | _voltage | element= | Line. | Tpx225571845B0 | terminal=1 | mode=1 | ppolar=no | New Monitor.Tpx225571845B0_power element=Line.Tpx225571845B0 terminal=1 mode=1 ppolar=no | New Monitor.Tpx225571845B0_voltage element=Line.Tpx225571845B0 terminal=1 mode=1 ppolar=no
New | Monitor. |  | Tpx225571871B0 | _power | _voltage | element= | Line. | Tpx225571871B0 | terminal=1 | mode=1 | ppolar=no | New Monitor.Tpx225571871B0_power element=Line.Tpx225571871B0 terminal=1 mode=1 ppolar=no | New Monitor.Tpx225571871B0_voltage element=Line.Tpx225571871B0 terminal=1 mode=1 ppolar=no
New | Monitor. |  | Tpx225577437C0 | _power | _voltage | element= | Line. | Tpx225577437C0 | terminal=1 | mode=1 | ppolar=no | New Monitor.Tpx225577437C0_power element=Line.Tpx225577437C0 terminal=1 mode=1 ppolar=no | New Monitor.Tpx225577437C0_voltage element=Line.Tpx225577437C0 terminal=1 mode=1 ppolar=no
New | Monitor. |  | Tpx225668688A0 | _power | _voltage | element= | Line. | Tpx225668688A0 | terminal=1 | mode=1 | ppolar=no | New Monitor.Tpx225668688A0_power element=Line.Tpx225668688A0 terminal=1 mode=1 ppolar=no | New Monitor.Tpx225668688A0_voltage element=Line.Tpx225668688A0 terminal=1 mode=1 ppolar=no
New | Monitor. |  | Tpx225673440A0 | _power | _voltage | element= | Line. | Tpx225673440A0 | terminal=1 | mode=1 | ppolar=no | New Monitor.Tpx225673440A0_power element=Line.Tpx225673440A0 terminal=1 mode=1 ppolar=no | New Monitor.Tpx225673440A0_voltage element=Line.Tpx225673440A0 terminal=1 mode=1 ppolar=no
New | Monitor. |  | Tpx225684682B0 | _power | _voltage | element= | Line. | Tpx225684682B0 | terminal=1 | mode=1 | ppolar=no | New Monitor.Tpx225684682B0_power element=Line.Tpx225684682B0 terminal=1 mode=1 ppolar=no | New Monitor.Tpx225684682B0_voltage element=Line.Tpx225684682B0 terminal=1 mode=1 ppolar=no
New | Monitor. |  | Tpx225700953A0 | _power | _voltage | element= | Line. | Tpx225700953A0 | terminal=1 | mode=1 | ppolar=no | New Monitor.Tpx225700953A0_power element=Line.Tpx225700953A0 terminal=1 mode=1 ppolar=no | New Monitor.Tpx225700953A0_voltage element=Line.Tpx225700953A0 terminal=1 mode=1 ppolar=no
New | Monitor. | linhaPV_ | Tpx225767272A0 | _power | _voltage | element= | Line. | Tpx225767272A0 | terminal=1 | mode=1 | ppolar=no | New Monitor.linhaPV_Tpx225767272A0_power element=Line.Tpx225767272A0 terminal=1 mode=1 ppolar=no | New Monitor.linhaPV_Tpx225767272A0_voltage element=Line.Tpx225767272A0 terminal=1 mode=1 ppolar=no
New | Monitor. |  | Tpx225806974A0 | _power | _voltage | element= | Line. | Tpx225806974A0 | terminal=1 | mode=1 | ppolar=no | New Monitor.Tpx225806974A0_power element=Line.Tpx225806974A0 terminal=1 mode=1 ppolar=no | New Monitor.Tpx225806974A0_voltage element=Line.Tpx225806974A0 terminal=1 mode=1 ppolar=no
New | Monitor. |  | Tpx225869139A0 | _power | _voltage | element= | Line. | Tpx225869139A0 | terminal=1 | mode=1 | ppolar=no | New Monitor.Tpx225869139A0_power element=Line.Tpx225869139A0 terminal=1 mode=1 ppolar=no | New Monitor.Tpx225869139A0_voltage element=Line.Tpx225869139A0 terminal=1 mode=1 ppolar=no
New | Monitor. |  | Tpx225897846A0 | _power | _voltage | element= | Line. | Tpx225897846A0 | terminal=1 | mode=1 | ppolar=no | New Monitor.Tpx225897846A0_power element=Line.Tpx225897846A0 terminal=1 mode=1 ppolar=no | New Monitor.Tpx225897846A0_voltage element=Line.Tpx225897846A0 terminal=1 mode=1 ppolar=no
New | Monitor. | linhaPV_ | Tpx225897943C0 | _power | _voltage | element= | Line. | Tpx225897943C0 | terminal=1 | mode=1 | ppolar=no | New Monitor.linhaPV_Tpx225897943C0_power element=Line.Tpx225897943C0 terminal=1 mode=1 ppolar=no | New Monitor.linhaPV_Tpx225897943C0_voltage element=Line.Tpx225897943C0 terminal=1 mode=1 ppolar=no
New | Monitor. |  | Tpx225901711A0 | _power | _voltage | element= | Line. | Tpx225901711A0 | terminal=1 | mode=1 | ppolar=no | New Monitor.Tpx225901711A0_power element=Line.Tpx225901711A0 terminal=1 mode=1 ppolar=no | New Monitor.Tpx225901711A0_voltage element=Line.Tpx225901711A0 terminal=1 mode=1 ppolar=no
New | Monitor. |  | Tpx225906836C0 | _power | _voltage | element= | Line. | Tpx225906836C0 | terminal=1 | mode=1 | ppolar=no | New Monitor.Tpx225906836C0_power element=Line.Tpx225906836C0 terminal=1 mode=1 ppolar=no | New Monitor.Tpx225906836C0_voltage element=Line.Tpx225906836C0 terminal=1 mode=1 ppolar=no
New | Monitor. |  | Tpx225918926B0 | _power | _voltage | element= | Line. | Tpx225918926B0 | terminal=1 | mode=1 | ppolar=no | New Monitor.Tpx225918926B0_power element=Line.Tpx225918926B0 terminal=1 mode=1 ppolar=no | New Monitor.Tpx225918926B0_voltage element=Line.Tpx225918926B0 terminal=1 mode=1 ppolar=no
New | Monitor. |  | Tpx225918936C0 | _power | _voltage | element= | Line. | Tpx225918936C0 | terminal=1 | mode=1 | ppolar=no | New Monitor.Tpx225918936C0_power element=Line.Tpx225918936C0 terminal=1 mode=1 ppolar=no | New Monitor.Tpx225918936C0_voltage element=Line.Tpx225918936C0 terminal=1 mode=1 ppolar=no
New | Monitor. | linhaPV_ | Tpx225940756B0 | _power | _voltage | element= | Line. | Tpx225940756B0 | terminal=1 | mode=1 | ppolar=no | New Monitor.linhaPV_Tpx225940756B0_power element=Line.Tpx225940756B0 terminal=1 mode=1 ppolar=no | New Monitor.linhaPV_Tpx225940756B0_voltage element=Line.Tpx225940756B0 terminal=1 mode=1 ppolar=no
New | Monitor. |  | Tpx225991691A0 | _power | _voltage | element= | Line. | Tpx225991691A0 | terminal=1 | mode=1 | ppolar=no | New Monitor.Tpx225991691A0_power element=Line.Tpx225991691A0 terminal=1 mode=1 ppolar=no | New Monitor.Tpx225991691A0_voltage element=Line.Tpx225991691A0 terminal=1 mode=1 ppolar=no
New | Monitor. |  | Tpx226010605C0 | _power | _voltage | element= | Line. | Tpx226010605C0 | terminal=1 | mode=1 | ppolar=no | New Monitor.Tpx226010605C0_power element=Line.Tpx226010605C0 terminal=1 mode=1 ppolar=no | New Monitor.Tpx226010605C0_voltage element=Line.Tpx226010605C0 terminal=1 mode=1 ppolar=no
New | Monitor. |  | Tpx226024307B0 | _power | _voltage | element= | Line. | Tpx226024307B0 | terminal=1 | mode=1 | ppolar=no | New Monitor.Tpx226024307B0_power element=Line.Tpx226024307B0 terminal=1 mode=1 ppolar=no | New Monitor.Tpx226024307B0_voltage element=Line.Tpx226024307B0 terminal=1 mode=1 ppolar=no
New | Monitor. |  | Tpx226029836A0 | _power | _voltage | element= | Line. | Tpx226029836A0 | terminal=1 | mode=1 | ppolar=no | New Monitor.Tpx226029836A0_power element=Line.Tpx226029836A0 terminal=1 mode=1 ppolar=no | New Monitor.Tpx226029836A0_voltage element=Line.Tpx226029836A0 terminal=1 mode=1 ppolar=no
New | Monitor. |  | Tpx226101449A0 | _power | _voltage | element= | Line. | Tpx226101449A0 | terminal=1 | mode=1 | ppolar=no | New Monitor.Tpx226101449A0_power element=Line.Tpx226101449A0 terminal=1 mode=1 ppolar=no | New Monitor.Tpx226101449A0_voltage element=Line.Tpx226101449A0 terminal=1 mode=1 ppolar=no
New | Monitor. |  | Tpx226101460A0 | _power | _voltage | element= | Line. | Tpx226101460A0 | terminal=1 | mode=1 | ppolar=no | New Monitor.Tpx226101460A0_power element=Line.Tpx226101460A0 terminal=1 mode=1 ppolar=no | New Monitor.Tpx226101460A0_voltage element=Line.Tpx226101460A0 terminal=1 mode=1 ppolar=no
New | Monitor. |  | Tpx226109079A0 | _power | _voltage | element= | Line. | Tpx226109079A0 | terminal=1 | mode=1 | ppolar=no | New Monitor.Tpx226109079A0_power element=Line.Tpx226109079A0 terminal=1 mode=1 ppolar=no | New Monitor.Tpx226109079A0_voltage element=Line.Tpx226109079A0 terminal=1 mode=1 ppolar=no
New | Monitor. |  | Tpx226115278A0 | _power | _voltage | element= | Line. | Tpx226115278A0 | terminal=1 | mode=1 | ppolar=no | New Monitor.Tpx226115278A0_power element=Line.Tpx226115278A0 terminal=1 mode=1 ppolar=no | New Monitor.Tpx226115278A0_voltage element=Line.Tpx226115278A0 terminal=1 mode=1 ppolar=no
New | Monitor. |  | Tpx226159329A0 | _power | _voltage | element= | Line. | Tpx226159329A0 | terminal=1 | mode=1 | ppolar=no | New Monitor.Tpx226159329A0_power element=Line.Tpx226159329A0 terminal=1 mode=1 ppolar=no | New Monitor.Tpx226159329A0_voltage element=Line.Tpx226159329A0 terminal=1 mode=1 ppolar=no
New | Monitor. | linhaPV_ | Tpx226163467A0 | _power | _voltage | element= | Line. | Tpx226163467A0 | terminal=1 | mode=1 | ppolar=no | New Monitor.linhaPV_Tpx226163467A0_power element=Line.Tpx226163467A0 terminal=1 mode=1 ppolar=no | New Monitor.linhaPV_Tpx226163467A0_voltage element=Line.Tpx226163467A0 terminal=1 mode=1 ppolar=no
New | Monitor. | linhaPV_ | Tpx226163575B0 | _power | _voltage | element= | Line. | Tpx226163575B0 | terminal=1 | mode=1 | ppolar=no | New Monitor.linhaPV_Tpx226163575B0_power element=Line.Tpx226163575B0 terminal=1 mode=1 ppolar=no | New Monitor.linhaPV_Tpx226163575B0_voltage element=Line.Tpx226163575B0 terminal=1 mode=1 ppolar=no
New | Monitor. |  | Tpx226191772C0 | _power | _voltage | element= | Line. | Tpx226191772C0 | terminal=1 | mode=1 | ppolar=no | New Monitor.Tpx226191772C0_power element=Line.Tpx226191772C0 terminal=1 mode=1 ppolar=no | New Monitor.Tpx226191772C0_voltage element=Line.Tpx226191772C0 terminal=1 mode=1 ppolar=no
New | Monitor. |  | Tpx226191778C0 | _power | _voltage | element= | Line. | Tpx226191778C0 | terminal=1 | mode=1 | ppolar=no | New Monitor.Tpx226191778C0_power element=Line.Tpx226191778C0 terminal=1 mode=1 ppolar=no | New Monitor.Tpx226191778C0_voltage element=Line.Tpx226191778C0 terminal=1 mode=1 ppolar=no
New | Monitor. |  | Tpx226191779C0 | _power | _voltage | element= | Line. | Tpx226191779C0 | terminal=1 | mode=1 | ppolar=no | New Monitor.Tpx226191779C0_power element=Line.Tpx226191779C0 terminal=1 mode=1 ppolar=no | New Monitor.Tpx226191779C0_voltage element=Line.Tpx226191779C0 terminal=1 mode=1 ppolar=no
New | Monitor. | linhaPV_ | Tpx226191850A0 | _power | _voltage | element= | Line. | Tpx226191850A0 | terminal=1 | mode=1 | ppolar=no | New Monitor.linhaPV_Tpx226191850A0_power element=Line.Tpx226191850A0 terminal=1 mode=1 ppolar=no | New Monitor.linhaPV_Tpx226191850A0_voltage element=Line.Tpx226191850A0 terminal=1 mode=1 ppolar=no
New | Monitor. |  | Tpx226191951B0 | _power | _voltage | element= | Line. | Tpx226191951B0 | terminal=1 | mode=1 | ppolar=no | New Monitor.Tpx226191951B0_power element=Line.Tpx226191951B0 terminal=1 mode=1 ppolar=no | New Monitor.Tpx226191951B0_voltage element=Line.Tpx226191951B0 terminal=1 mode=1 ppolar=no
New | Monitor. |  | Tpx226191995B0 | _power | _voltage | element= | Line. | Tpx226191995B0 | terminal=1 | mode=1 | ppolar=no | New Monitor.Tpx226191995B0_power element=Line.Tpx226191995B0 terminal=1 mode=1 ppolar=no | New Monitor.Tpx226191995B0_voltage element=Line.Tpx226191995B0 terminal=1 mode=1 ppolar=no
New | Monitor. |  | Tpx226192175C0 | _power | _voltage | element= | Line. | Tpx226192175C0 | terminal=1 | mode=1 | ppolar=no | New Monitor.Tpx226192175C0_power element=Line.Tpx226192175C0 terminal=1 mode=1 ppolar=no | New Monitor.Tpx226192175C0_voltage element=Line.Tpx226192175C0 terminal=1 mode=1 ppolar=no
New | Monitor. |  | Tpx226192185A0 | _power | _voltage | element= | Line. | Tpx226192185A0 | terminal=1 | mode=1 | ppolar=no | New Monitor.Tpx226192185A0_power element=Line.Tpx226192185A0 terminal=1 mode=1 ppolar=no | New Monitor.Tpx226192185A0_voltage element=Line.Tpx226192185A0 terminal=1 mode=1 ppolar=no
New | Monitor. |  | Tpx226192492B0 | _power | _voltage | element= | Line. | Tpx226192492B0 | terminal=1 | mode=1 | ppolar=no | New Monitor.Tpx226192492B0_power element=Line.Tpx226192492B0 terminal=1 mode=1 ppolar=no | New Monitor.Tpx226192492B0_voltage element=Line.Tpx226192492B0 terminal=1 mode=1 ppolar=no
New | Monitor. |  | Tpx226192493B0 | _power | _voltage | element= | Line. | Tpx226192493B0 | terminal=1 | mode=1 | ppolar=no | New Monitor.Tpx226192493B0_power element=Line.Tpx226192493B0 terminal=1 mode=1 ppolar=no | New Monitor.Tpx226192493B0_voltage element=Line.Tpx226192493B0 terminal=1 mode=1 ppolar=no
New | Monitor. |  | Tpx226192684A0 | _power | _voltage | element= | Line. | Tpx226192684A0 | terminal=1 | mode=1 | ppolar=no | New Monitor.Tpx226192684A0_power element=Line.Tpx226192684A0 terminal=1 mode=1 ppolar=no | New Monitor.Tpx226192684A0_voltage element=Line.Tpx226192684A0 terminal=1 mode=1 ppolar=no
New | Monitor. |  | Tpx226192762B0 | _power | _voltage | element= | Line. | Tpx226192762B0 | terminal=1 | mode=1 | ppolar=no | New Monitor.Tpx226192762B0_power element=Line.Tpx226192762B0 terminal=1 mode=1 ppolar=no | New Monitor.Tpx226192762B0_voltage element=Line.Tpx226192762B0 terminal=1 mode=1 ppolar=no
New | Monitor. | linhaPV_ | Tpx226192801C0 | _power | _voltage | element= | Line. | Tpx226192801C0 | terminal=1 | mode=1 | ppolar=no | New Monitor.linhaPV_Tpx226192801C0_power element=Line.Tpx226192801C0 terminal=1 mode=1 ppolar=no | New Monitor.linhaPV_Tpx226192801C0_voltage element=Line.Tpx226192801C0 terminal=1 mode=1 ppolar=no
New | Monitor. |  | Tpx226192846B0 | _power | _voltage | element= | Line. | Tpx226192846B0 | terminal=1 | mode=1 | ppolar=no | New Monitor.Tpx226192846B0_power element=Line.Tpx226192846B0 terminal=1 mode=1 ppolar=no | New Monitor.Tpx226192846B0_voltage element=Line.Tpx226192846B0 terminal=1 mode=1 ppolar=no
New | Monitor. |  | Tpx226192890C0 | _power | _voltage | element= | Line. | Tpx226192890C0 | terminal=1 | mode=1 | ppolar=no | New Monitor.Tpx226192890C0_power element=Line.Tpx226192890C0 terminal=1 mode=1 ppolar=no | New Monitor.Tpx226192890C0_voltage element=Line.Tpx226192890C0 terminal=1 mode=1 ppolar=no
New | Monitor. |  | Tpx226192926A0 | _power | _voltage | element= | Line. | Tpx226192926A0 | terminal=1 | mode=1 | ppolar=no | New Monitor.Tpx226192926A0_power element=Line.Tpx226192926A0 terminal=1 mode=1 ppolar=no | New Monitor.Tpx226192926A0_voltage element=Line.Tpx226192926A0 terminal=1 mode=1 ppolar=no
New | Monitor. | linhaPV_ | Tpx226192936B0 | _power | _voltage | element= | Line. | Tpx226192936B0 | terminal=1 | mode=1 | ppolar=no | New Monitor.linhaPV_Tpx226192936B0_power element=Line.Tpx226192936B0 terminal=1 mode=1 ppolar=no | New Monitor.linhaPV_Tpx226192936B0_voltage element=Line.Tpx226192936B0 terminal=1 mode=1 ppolar=no
New | Monitor. |  | Tpx226192954C0 | _power | _voltage | element= | Line. | Tpx226192954C0 | terminal=1 | mode=1 | ppolar=no | New Monitor.Tpx226192954C0_power element=Line.Tpx226192954C0 terminal=1 mode=1 ppolar=no | New Monitor.Tpx226192954C0_voltage element=Line.Tpx226192954C0 terminal=1 mode=1 ppolar=no
New | Monitor. |  | Tpx226192994A0 | _power | _voltage | element= | Line. | Tpx226192994A0 | terminal=1 | mode=1 | ppolar=no | New Monitor.Tpx226192994A0_power element=Line.Tpx226192994A0 terminal=1 mode=1 ppolar=no | New Monitor.Tpx226192994A0_voltage element=Line.Tpx226192994A0 terminal=1 mode=1 ppolar=no
New | Monitor. |  | Tpx226193078A0 | _power | _voltage | element= | Line. | Tpx226193078A0 | terminal=1 | mode=1 | ppolar=no | New Monitor.Tpx226193078A0_power element=Line.Tpx226193078A0 terminal=1 mode=1 ppolar=no | New Monitor.Tpx226193078A0_voltage element=Line.Tpx226193078A0 terminal=1 mode=1 ppolar=no
New | Monitor. | linhaPV_ | Tpx226193134C0 | _power | _voltage | element= | Line. | Tpx226193134C0 | terminal=1 | mode=1 | ppolar=no | New Monitor.linhaPV_Tpx226193134C0_power element=Line.Tpx226193134C0 terminal=1 mode=1 ppolar=no | New Monitor.linhaPV_Tpx226193134C0_voltage element=Line.Tpx226193134C0 terminal=1 mode=1 ppolar=no
New | Monitor. | linhaPV_ | Tpx226193170A0 | _power | _voltage | element= | Line. | Tpx226193170A0 | terminal=1 | mode=1 | ppolar=no | New Monitor.linhaPV_Tpx226193170A0_power element=Line.Tpx226193170A0 terminal=1 mode=1 ppolar=no | New Monitor.linhaPV_Tpx226193170A0_voltage element=Line.Tpx226193170A0 terminal=1 mode=1 ppolar=no
New | Monitor. |  | Tpx226193298A0 | _power | _voltage | element= | Line. | Tpx226193298A0 | terminal=1 | mode=1 | ppolar=no | New Monitor.Tpx226193298A0_power element=Line.Tpx226193298A0 terminal=1 mode=1 ppolar=no | New Monitor.Tpx226193298A0_voltage element=Line.Tpx226193298A0 terminal=1 mode=1 ppolar=no
New | Monitor. |  | Tpx226193338A0 | _power | _voltage | element= | Line. | Tpx226193338A0 | terminal=1 | mode=1 | ppolar=no | New Monitor.Tpx226193338A0_power element=Line.Tpx226193338A0 terminal=1 mode=1 ppolar=no | New Monitor.Tpx226193338A0_voltage element=Line.Tpx226193338A0 terminal=1 mode=1 ppolar=no
New | Monitor. |  | Tpx226193345A0 | _power | _voltage | element= | Line. | Tpx226193345A0 | terminal=1 | mode=1 | ppolar=no | New Monitor.Tpx226193345A0_power element=Line.Tpx226193345A0 terminal=1 mode=1 ppolar=no | New Monitor.Tpx226193345A0_voltage element=Line.Tpx226193345A0 terminal=1 mode=1 ppolar=no
New | Monitor. |  | Tpx226193361B0 | _power | _voltage | element= | Line. | Tpx226193361B0 | terminal=1 | mode=1 | ppolar=no | New Monitor.Tpx226193361B0_power element=Line.Tpx226193361B0 terminal=1 mode=1 ppolar=no | New Monitor.Tpx226193361B0_voltage element=Line.Tpx226193361B0 terminal=1 mode=1 ppolar=no
New | Monitor. | linhaPV_ | Tpx226193395B0 | _power | _voltage | element= | Line. | Tpx226193395B0 | terminal=1 | mode=1 | ppolar=no | New Monitor.linhaPV_Tpx226193395B0_power element=Line.Tpx226193395B0 terminal=1 mode=1 ppolar=no | New Monitor.linhaPV_Tpx226193395B0_voltage element=Line.Tpx226193395B0 terminal=1 mode=1 ppolar=no
New | Monitor. |  | Tpx226193422B0 | _power | _voltage | element= | Line. | Tpx226193422B0 | terminal=1 | mode=1 | ppolar=no | New Monitor.Tpx226193422B0_power element=Line.Tpx226193422B0 terminal=1 mode=1 ppolar=no | New Monitor.Tpx226193422B0_voltage element=Line.Tpx226193422B0 terminal=1 mode=1 ppolar=no
New | Monitor. |  | Tpx226193662A0 | _power | _voltage | element= | Line. | Tpx226193662A0 | terminal=1 | mode=1 | ppolar=no | New Monitor.Tpx226193662A0_power element=Line.Tpx226193662A0 terminal=1 mode=1 ppolar=no | New Monitor.Tpx226193662A0_voltage element=Line.Tpx226193662A0 terminal=1 mode=1 ppolar=no
New | Monitor. |  | Tpx226193696A0 | _power | _voltage | element= | Line. | Tpx226193696A0 | terminal=1 | mode=1 | ppolar=no | New Monitor.Tpx226193696A0_power element=Line.Tpx226193696A0 terminal=1 mode=1 ppolar=no | New Monitor.Tpx226193696A0_voltage element=Line.Tpx226193696A0 terminal=1 mode=1 ppolar=no
New | Monitor. |  | Tpx226193698C0 | _power | _voltage | element= | Line. | Tpx226193698C0 | terminal=1 | mode=1 | ppolar=no | New Monitor.Tpx226193698C0_power element=Line.Tpx226193698C0 terminal=1 mode=1 ppolar=no | New Monitor.Tpx226193698C0_voltage element=Line.Tpx226193698C0 terminal=1 mode=1 ppolar=no
New | Monitor. |  | Tpx226193702C0 | _power | _voltage | element= | Line. | Tpx226193702C0 | terminal=1 | mode=1 | ppolar=no | New Monitor.Tpx226193702C0_power element=Line.Tpx226193702C0 terminal=1 mode=1 ppolar=no | New Monitor.Tpx226193702C0_voltage element=Line.Tpx226193702C0 terminal=1 mode=1 ppolar=no
New | Monitor. |  | Tpx226193737C0 | _power | _voltage | element= | Line. | Tpx226193737C0 | terminal=1 | mode=1 | ppolar=no | New Monitor.Tpx226193737C0_power element=Line.Tpx226193737C0 terminal=1 mode=1 ppolar=no | New Monitor.Tpx226193737C0_voltage element=Line.Tpx226193737C0 terminal=1 mode=1 ppolar=no
New | Monitor. | linhaPV_ | Tpx226193745B0 | _power | _voltage | element= | Line. | Tpx226193745B0 | terminal=1 | mode=1 | ppolar=no | New Monitor.linhaPV_Tpx226193745B0_power element=Line.Tpx226193745B0 terminal=1 mode=1 ppolar=no | New Monitor.linhaPV_Tpx226193745B0_voltage element=Line.Tpx226193745B0 terminal=1 mode=1 ppolar=no
New | Monitor. |  | Tpx226193838C0 | _power | _voltage | element= | Line. | Tpx226193838C0 | terminal=1 | mode=1 | ppolar=no | New Monitor.Tpx226193838C0_power element=Line.Tpx226193838C0 terminal=1 mode=1 ppolar=no | New Monitor.Tpx226193838C0_voltage element=Line.Tpx226193838C0 terminal=1 mode=1 ppolar=no
New | Monitor. | linhaPV_ | Tpx226193886B0 | _power | _voltage | element= | Line. | Tpx226193886B0 | terminal=1 | mode=1 | ppolar=no | New Monitor.linhaPV_Tpx226193886B0_power element=Line.Tpx226193886B0 terminal=1 mode=1 ppolar=no | New Monitor.linhaPV_Tpx226193886B0_voltage element=Line.Tpx226193886B0 terminal=1 mode=1 ppolar=no
New | Monitor. |  | Tpx226193892B0 | _power | _voltage | element= | Line. | Tpx226193892B0 | terminal=1 | mode=1 | ppolar=no | New Monitor.Tpx226193892B0_power element=Line.Tpx226193892B0 terminal=1 mode=1 ppolar=no | New Monitor.Tpx226193892B0_voltage element=Line.Tpx226193892B0 terminal=1 mode=1 ppolar=no
New | Monitor. | linhaPV_ | Tpx226193899B0 | _power | _voltage | element= | Line. | Tpx226193899B0 | terminal=1 | mode=1 | ppolar=no | New Monitor.linhaPV_Tpx226193899B0_power element=Line.Tpx226193899B0 terminal=1 mode=1 ppolar=no | New Monitor.linhaPV_Tpx226193899B0_voltage element=Line.Tpx226193899B0 terminal=1 mode=1 ppolar=no
New | Monitor. | linhaPV_ | Tpx226194002B0 | _power | _voltage | element= | Line. | Tpx226194002B0 | terminal=1 | mode=1 | ppolar=no | New Monitor.linhaPV_Tpx226194002B0_power element=Line.Tpx226194002B0 terminal=1 mode=1 ppolar=no | New Monitor.linhaPV_Tpx226194002B0_voltage element=Line.Tpx226194002B0 terminal=1 mode=1 ppolar=no
New | Monitor. |  | Tpx226194093A0 | _power | _voltage | element= | Line. | Tpx226194093A0 | terminal=1 | mode=1 | ppolar=no | New Monitor.Tpx226194093A0_power element=Line.Tpx226194093A0 terminal=1 mode=1 ppolar=no | New Monitor.Tpx226194093A0_voltage element=Line.Tpx226194093A0 terminal=1 mode=1 ppolar=no
New | Monitor. | linhaPV_ | Tpx226194262C0 | _power | _voltage | element= | Line. | Tpx226194262C0 | terminal=1 | mode=1 | ppolar=no | New Monitor.linhaPV_Tpx226194262C0_power element=Line.Tpx226194262C0 terminal=1 mode=1 ppolar=no | New Monitor.linhaPV_Tpx226194262C0_voltage element=Line.Tpx226194262C0 terminal=1 mode=1 ppolar=no
New | Monitor. |  | Tpx226194280B0 | _power | _voltage | element= | Line. | Tpx226194280B0 | terminal=1 | mode=1 | ppolar=no | New Monitor.Tpx226194280B0_power element=Line.Tpx226194280B0 terminal=1 mode=1 ppolar=no | New Monitor.Tpx226194280B0_voltage element=Line.Tpx226194280B0 terminal=1 mode=1 ppolar=no
New | Monitor. | linhaPV_ | Tpx226194419C0 | _power | _voltage | element= | Line. | Tpx226194419C0 | terminal=1 | mode=1 | ppolar=no | New Monitor.linhaPV_Tpx226194419C0_power element=Line.Tpx226194419C0 terminal=1 mode=1 ppolar=no | New Monitor.linhaPV_Tpx226194419C0_voltage element=Line.Tpx226194419C0 terminal=1 mode=1 ppolar=no
New | Monitor. | linhaPV_ | Tpx226194421C0 | _power | _voltage | element= | Line. | Tpx226194421C0 | terminal=1 | mode=1 | ppolar=no | New Monitor.linhaPV_Tpx226194421C0_power element=Line.Tpx226194421C0 terminal=1 mode=1 ppolar=no | New Monitor.linhaPV_Tpx226194421C0_voltage element=Line.Tpx226194421C0 terminal=1 mode=1 ppolar=no
New | Monitor. | linhaPV_ | Tpx226194826A0 | _power | _voltage | element= | Line. | Tpx226194826A0 | terminal=1 | mode=1 | ppolar=no | New Monitor.linhaPV_Tpx226194826A0_power element=Line.Tpx226194826A0 terminal=1 mode=1 ppolar=no | New Monitor.linhaPV_Tpx226194826A0_voltage element=Line.Tpx226194826A0 terminal=1 mode=1 ppolar=no
New | Monitor. | linhaPV_ | Tpx226194865A0 | _power | _voltage | element= | Line. | Tpx226194865A0 | terminal=1 | mode=1 | ppolar=no | New Monitor.linhaPV_Tpx226194865A0_power element=Line.Tpx226194865A0 terminal=1 mode=1 ppolar=no | New Monitor.linhaPV_Tpx226194865A0_voltage element=Line.Tpx226194865A0 terminal=1 mode=1 ppolar=no
New | Monitor. |  | Tpx226195153B0 | _power | _voltage | element= | Line. | Tpx226195153B0 | terminal=1 | mode=1 | ppolar=no | New Monitor.Tpx226195153B0_power element=Line.Tpx226195153B0 terminal=1 mode=1 ppolar=no | New Monitor.Tpx226195153B0_voltage element=Line.Tpx226195153B0 terminal=1 mode=1 ppolar=no
New | Monitor. | linhaPV_ | Tpx226195194C0 | _power | _voltage | element= | Line. | Tpx226195194C0 | terminal=1 | mode=1 | ppolar=no | New Monitor.linhaPV_Tpx226195194C0_power element=Line.Tpx226195194C0 terminal=1 mode=1 ppolar=no | New Monitor.linhaPV_Tpx226195194C0_voltage element=Line.Tpx226195194C0 terminal=1 mode=1 ppolar=no
New | Monitor. |  | Tpx226195333C0 | _power | _voltage | element= | Line. | Tpx226195333C0 | terminal=1 | mode=1 | ppolar=no | New Monitor.Tpx226195333C0_power element=Line.Tpx226195333C0 terminal=1 mode=1 ppolar=no | New Monitor.Tpx226195333C0_voltage element=Line.Tpx226195333C0 terminal=1 mode=1 ppolar=no
New | Monitor. |  | Tpx226196642A0 | _power | _voltage | element= | Line. | Tpx226196642A0 | terminal=1 | mode=1 | ppolar=no | New Monitor.Tpx226196642A0_power element=Line.Tpx226196642A0 terminal=1 mode=1 ppolar=no | New Monitor.Tpx226196642A0_voltage element=Line.Tpx226196642A0 terminal=1 mode=1 ppolar=no
New | Monitor. |  | Tpx226196648A0 | _power | _voltage | element= | Line. | Tpx226196648A0 | terminal=1 | mode=1 | ppolar=no | New Monitor.Tpx226196648A0_power element=Line.Tpx226196648A0 terminal=1 mode=1 ppolar=no | New Monitor.Tpx226196648A0_voltage element=Line.Tpx226196648A0 terminal=1 mode=1 ppolar=no
New | Monitor. |  | Tpx226197070A0 | _power | _voltage | element= | Line. | Tpx226197070A0 | terminal=1 | mode=1 | ppolar=no | New Monitor.Tpx226197070A0_power element=Line.Tpx226197070A0 terminal=1 mode=1 ppolar=no | New Monitor.Tpx226197070A0_voltage element=Line.Tpx226197070A0 terminal=1 mode=1 ppolar=no
New | Monitor. |  | Tpx226264795A0 | _power | _voltage | element= | Line. | Tpx226264795A0 | terminal=1 | mode=1 | ppolar=no | New Monitor.Tpx226264795A0_power element=Line.Tpx226264795A0 terminal=1 mode=1 ppolar=no | New Monitor.Tpx226264795A0_voltage element=Line.Tpx226264795A0 terminal=1 mode=1 ppolar=no
New | Monitor. | linhaPV_ | Tpx226308710B0 | _power | _voltage | element= | Line. | Tpx226308710B0 | terminal=1 | mode=1 | ppolar=no | New Monitor.linhaPV_Tpx226308710B0_power element=Line.Tpx226308710B0 terminal=1 mode=1 ppolar=no | New Monitor.linhaPV_Tpx226308710B0_voltage element=Line.Tpx226308710B0 terminal=1 mode=1 ppolar=no
New | Monitor. | linhaPV_ | Tpx226308716B0 | _power | _voltage | element= | Line. | Tpx226308716B0 | terminal=1 | mode=1 | ppolar=no | New Monitor.linhaPV_Tpx226308716B0_power element=Line.Tpx226308716B0 terminal=1 mode=1 ppolar=no | New Monitor.linhaPV_Tpx226308716B0_voltage element=Line.Tpx226308716B0 terminal=1 mode=1 ppolar=no
New | Monitor. | linhaPV_ | Tpx226308717A0 | _power | _voltage | element= | Line. | Tpx226308717A0 | terminal=1 | mode=1 | ppolar=no | New Monitor.linhaPV_Tpx226308717A0_power element=Line.Tpx226308717A0 terminal=1 mode=1 ppolar=no | New Monitor.linhaPV_Tpx226308717A0_voltage element=Line.Tpx226308717A0 terminal=1 mode=1 ppolar=no
New | Monitor. | linhaPV_ | Tpx226308719B0 | _power | _voltage | element= | Line. | Tpx226308719B0 | terminal=1 | mode=1 | ppolar=no | New Monitor.linhaPV_Tpx226308719B0_power element=Line.Tpx226308719B0 terminal=1 mode=1 ppolar=no | New Monitor.linhaPV_Tpx226308719B0_voltage element=Line.Tpx226308719B0 terminal=1 mode=1 ppolar=no
New | Monitor. | linhaPV_ | Tpx226308720A0 | _power | _voltage | element= | Line. | Tpx226308720A0 | terminal=1 | mode=1 | ppolar=no | New Monitor.linhaPV_Tpx226308720A0_power element=Line.Tpx226308720A0 terminal=1 mode=1 ppolar=no | New Monitor.linhaPV_Tpx226308720A0_voltage element=Line.Tpx226308720A0 terminal=1 mode=1 ppolar=no
New | Monitor. |  | Tpx226308721A0 | _power | _voltage | element= | Line. | Tpx226308721A0 | terminal=1 | mode=1 | ppolar=no | New Monitor.Tpx226308721A0_power element=Line.Tpx226308721A0 terminal=1 mode=1 ppolar=no | New Monitor.Tpx226308721A0_voltage element=Line.Tpx226308721A0 terminal=1 mode=1 ppolar=no
New | Monitor. |  | Tpx226308723B0 | _power | _voltage | element= | Line. | Tpx226308723B0 | terminal=1 | mode=1 | ppolar=no | New Monitor.Tpx226308723B0_power element=Line.Tpx226308723B0 terminal=1 mode=1 ppolar=no | New Monitor.Tpx226308723B0_voltage element=Line.Tpx226308723B0 terminal=1 mode=1 ppolar=no
New | Monitor. | linhaPV_ | Tpx226308725B0 | _power | _voltage | element= | Line. | Tpx226308725B0 | terminal=1 | mode=1 | ppolar=no | New Monitor.linhaPV_Tpx226308725B0_power element=Line.Tpx226308725B0 terminal=1 mode=1 ppolar=no | New Monitor.linhaPV_Tpx226308725B0_voltage element=Line.Tpx226308725B0 terminal=1 mode=1 ppolar=no
New | Monitor. | linhaPV_ | Tpx226308727B0 | _power | _voltage | element= | Line. | Tpx226308727B0 | terminal=1 | mode=1 | ppolar=no | New Monitor.linhaPV_Tpx226308727B0_power element=Line.Tpx226308727B0 terminal=1 mode=1 ppolar=no | New Monitor.linhaPV_Tpx226308727B0_voltage element=Line.Tpx226308727B0 terminal=1 mode=1 ppolar=no
New | Monitor. | linhaPV_ | Tpx226308728A0 | _power | _voltage | element= | Line. | Tpx226308728A0 | terminal=1 | mode=1 | ppolar=no | New Monitor.linhaPV_Tpx226308728A0_power element=Line.Tpx226308728A0 terminal=1 mode=1 ppolar=no | New Monitor.linhaPV_Tpx226308728A0_voltage element=Line.Tpx226308728A0 terminal=1 mode=1 ppolar=no
New | Monitor. | linhaPV_ | Tpx226308729B0 | _power | _voltage | element= | Line. | Tpx226308729B0 | terminal=1 | mode=1 | ppolar=no | New Monitor.linhaPV_Tpx226308729B0_power element=Line.Tpx226308729B0 terminal=1 mode=1 ppolar=no | New Monitor.linhaPV_Tpx226308729B0_voltage element=Line.Tpx226308729B0 terminal=1 mode=1 ppolar=no
New | Monitor. | linhaPV_ | Tpx226308730A0 | _power | _voltage | element= | Line. | Tpx226308730A0 | terminal=1 | mode=1 | ppolar=no | New Monitor.linhaPV_Tpx226308730A0_power element=Line.Tpx226308730A0 terminal=1 mode=1 ppolar=no | New Monitor.linhaPV_Tpx226308730A0_voltage element=Line.Tpx226308730A0 terminal=1 mode=1 ppolar=no
New | Monitor. | linhaPV_ | Tpx226308731A0 | _power | _voltage | element= | Line. | Tpx226308731A0 | terminal=1 | mode=1 | ppolar=no | New Monitor.linhaPV_Tpx226308731A0_power element=Line.Tpx226308731A0 terminal=1 mode=1 ppolar=no | New Monitor.linhaPV_Tpx226308731A0_voltage element=Line.Tpx226308731A0 terminal=1 mode=1 ppolar=no
New | Monitor. |  | Tpx226311345B0 | _power | _voltage | element= | Line. | Tpx226311345B0 | terminal=1 | mode=1 | ppolar=no | New Monitor.Tpx226311345B0_power element=Line.Tpx226311345B0 terminal=1 mode=1 ppolar=no | New Monitor.Tpx226311345B0_voltage element=Line.Tpx226311345B0 terminal=1 mode=1 ppolar=no
New | Monitor. |  | Tpx226881057B0 | _power | _voltage | element= | Line. | Tpx226881057B0 | terminal=1 | mode=1 | ppolar=no | New Monitor.Tpx226881057B0_power element=Line.Tpx226881057B0 terminal=1 mode=1 ppolar=no | New Monitor.Tpx226881057B0_voltage element=Line.Tpx226881057B0 terminal=1 mode=1 ppolar=no
New | Monitor. | linhaPV_ | Tpx226881700A0 | _power | _voltage | element= | Line. | Tpx226881700A0 | terminal=1 | mode=1 | ppolar=no | New Monitor.linhaPV_Tpx226881700A0_power element=Line.Tpx226881700A0 terminal=1 mode=1 ppolar=no | New Monitor.linhaPV_Tpx226881700A0_voltage element=Line.Tpx226881700A0 terminal=1 mode=1 ppolar=no
New | Monitor. | linhaPV_ | Tpx226924200B0 | _power | _voltage | element= | Line. | Tpx226924200B0 | terminal=1 | mode=1 | ppolar=no | New Monitor.linhaPV_Tpx226924200B0_power element=Line.Tpx226924200B0 terminal=1 mode=1 ppolar=no | New Monitor.linhaPV_Tpx226924200B0_voltage element=Line.Tpx226924200B0 terminal=1 mode=1 ppolar=no
New | Monitor. | linhaPV_ | Tpx226964880A0 | _power | _voltage | element= | Line. | Tpx226964880A0 | terminal=1 | mode=1 | ppolar=no | New Monitor.linhaPV_Tpx226964880A0_power element=Line.Tpx226964880A0 terminal=1 mode=1 ppolar=no | New Monitor.linhaPV_Tpx226964880A0_voltage element=Line.Tpx226964880A0 terminal=1 mode=1 ppolar=no
New | Monitor. |  | Tpx227100746A0 | _power | _voltage | element= | Line. | Tpx227100746A0 | terminal=1 | mode=1 | ppolar=no | New Monitor.Tpx227100746A0_power element=Line.Tpx227100746A0 terminal=1 mode=1 ppolar=no | New Monitor.Tpx227100746A0_voltage element=Line.Tpx227100746A0 terminal=1 mode=1 ppolar=no
New | Monitor. |  | Tpx227100753A0 | _power | _voltage | element= | Line. | Tpx227100753A0 | terminal=1 | mode=1 | ppolar=no | New Monitor.Tpx227100753A0_power element=Line.Tpx227100753A0 terminal=1 mode=1 ppolar=no | New Monitor.Tpx227100753A0_voltage element=Line.Tpx227100753A0 terminal=1 mode=1 ppolar=no
New | Monitor. |  | Tpx227187012A0 | _power | _voltage | element= | Line. | Tpx227187012A0 | terminal=1 | mode=1 | ppolar=no | New Monitor.Tpx227187012A0_power element=Line.Tpx227187012A0 terminal=1 mode=1 ppolar=no | New Monitor.Tpx227187012A0_voltage element=Line.Tpx227187012A0 terminal=1 mode=1 ppolar=no
New | Monitor. |  | Tpx227187012B0 | _power | _voltage | element= | Line. | Tpx227187012B0 | terminal=1 | mode=1 | ppolar=no | New Monitor.Tpx227187012B0_power element=Line.Tpx227187012B0 terminal=1 mode=1 ppolar=no | New Monitor.Tpx227187012B0_voltage element=Line.Tpx227187012B0 terminal=1 mode=1 ppolar=no
New | Monitor. |  | Tpx227187012C0 | _power | _voltage | element= | Line. | Tpx227187012C0 | terminal=1 | mode=1 | ppolar=no | New Monitor.Tpx227187012C0_power element=Line.Tpx227187012C0 terminal=1 mode=1 ppolar=no | New Monitor.Tpx227187012C0_voltage element=Line.Tpx227187012C0 terminal=1 mode=1 ppolar=no
New | Monitor. | linhaPV_ | Tpx227411650C0 | _power | _voltage | element= | Line. | Tpx227411650C0 | terminal=1 | mode=1 | ppolar=no | New Monitor.linhaPV_Tpx227411650C0_power element=Line.Tpx227411650C0 terminal=1 mode=1 ppolar=no | New Monitor.linhaPV_Tpx227411650C0_voltage element=Line.Tpx227411650C0 terminal=1 mode=1 ppolar=no
New | Monitor. | linhaPV_ | Tpx227411655C0 | _power | _voltage | element= | Line. | Tpx227411655C0 | terminal=1 | mode=1 | ppolar=no | New Monitor.linhaPV_Tpx227411655C0_power element=Line.Tpx227411655C0 terminal=1 mode=1 ppolar=no | New Monitor.linhaPV_Tpx227411655C0_voltage element=Line.Tpx227411655C0 terminal=1 mode=1 ppolar=no
New | Monitor. | linhaPV_ | Tpx227447984C0 | _power | _voltage | element= | Line. | Tpx227447984C0 | terminal=1 | mode=1 | ppolar=no | New Monitor.linhaPV_Tpx227447984C0_power element=Line.Tpx227447984C0 terminal=1 mode=1 ppolar=no | New Monitor.linhaPV_Tpx227447984C0_voltage element=Line.Tpx227447984C0 terminal=1 mode=1 ppolar=no
New | Monitor. |  | Tpx227653310C0 | _power | _voltage | element= | Line. | Tpx227653310C0 | terminal=1 | mode=1 | ppolar=no | New Monitor.Tpx227653310C0_power element=Line.Tpx227653310C0 terminal=1 mode=1 ppolar=no | New Monitor.Tpx227653310C0_voltage element=Line.Tpx227653310C0 terminal=1 mode=1 ppolar=no
New | Monitor. |  | Tpx227678342C0 | _power | _voltage | element= | Line. | Tpx227678342C0 | terminal=1 | mode=1 | ppolar=no | New Monitor.Tpx227678342C0_power element=Line.Tpx227678342C0 terminal=1 mode=1 ppolar=no | New Monitor.Tpx227678342C0_voltage element=Line.Tpx227678342C0 terminal=1 mode=1 ppolar=no
New | Monitor. | linhaPV_ | Tpx227731863A0 | _power | _voltage | element= | Line. | Tpx227731863A0 | terminal=1 | mode=1 | ppolar=no | New Monitor.linhaPV_Tpx227731863A0_power element=Line.Tpx227731863A0 terminal=1 mode=1 ppolar=no | New Monitor.linhaPV_Tpx227731863A0_voltage element=Line.Tpx227731863A0 terminal=1 mode=1 ppolar=no
New | Monitor. | linhaPV_ | Tpx227732939B0 | _power | _voltage | element= | Line. | Tpx227732939B0 | terminal=1 | mode=1 | ppolar=no | New Monitor.linhaPV_Tpx227732939B0_power element=Line.Tpx227732939B0 terminal=1 mode=1 ppolar=no | New Monitor.linhaPV_Tpx227732939B0_voltage element=Line.Tpx227732939B0 terminal=1 mode=1 ppolar=no
New | Monitor. | linhaPV_ | Tpx227734175B0 | _power | _voltage | element= | Line. | Tpx227734175B0 | terminal=1 | mode=1 | ppolar=no | New Monitor.linhaPV_Tpx227734175B0_power element=Line.Tpx227734175B0 terminal=1 mode=1 ppolar=no | New Monitor.linhaPV_Tpx227734175B0_voltage element=Line.Tpx227734175B0 terminal=1 mode=1 ppolar=no
New | Monitor. | linhaPV_ | Tpx227760021A0 | _power | _voltage | element= | Line. | Tpx227760021A0 | terminal=1 | mode=1 | ppolar=no | New Monitor.linhaPV_Tpx227760021A0_power element=Line.Tpx227760021A0 terminal=1 mode=1 ppolar=no | New Monitor.linhaPV_Tpx227760021A0_voltage element=Line.Tpx227760021A0 terminal=1 mode=1 ppolar=no
New | Monitor. | linhaPV_ | Tpx227760021B0 | _power | _voltage | element= | Line. | Tpx227760021B0 | terminal=1 | mode=1 | ppolar=no | New Monitor.linhaPV_Tpx227760021B0_power element=Line.Tpx227760021B0 terminal=1 mode=1 ppolar=no | New Monitor.linhaPV_Tpx227760021B0_voltage element=Line.Tpx227760021B0 terminal=1 mode=1 ppolar=no
New | Monitor. | linhaPV_ | Tpx227760021C0 | _power | _voltage | element= | Line. | Tpx227760021C0 | terminal=1 | mode=1 | ppolar=no | New Monitor.linhaPV_Tpx227760021C0_power element=Line.Tpx227760021C0 terminal=1 mode=1 ppolar=no | New Monitor.linhaPV_Tpx227760021C0_voltage element=Line.Tpx227760021C0 terminal=1 mode=1 ppolar=no
New | Monitor. | linhaPV_ | Tpx227760024A0 | _power | _voltage | element= | Line. | Tpx227760024A0 | terminal=1 | mode=1 | ppolar=no | New Monitor.linhaPV_Tpx227760024A0_power element=Line.Tpx227760024A0 terminal=1 mode=1 ppolar=no | New Monitor.linhaPV_Tpx227760024A0_voltage element=Line.Tpx227760024A0 terminal=1 mode=1 ppolar=no
New | Monitor. | linhaPV_ | Tpx227760024B0 | _power | _voltage | element= | Line. | Tpx227760024B0 | terminal=1 | mode=1 | ppolar=no | New Monitor.linhaPV_Tpx227760024B0_power element=Line.Tpx227760024B0 terminal=1 mode=1 ppolar=no | New Monitor.linhaPV_Tpx227760024B0_voltage element=Line.Tpx227760024B0 terminal=1 mode=1 ppolar=no
New | Monitor. | linhaPV_ | Tpx227760024C0 | _power | _voltage | element= | Line. | Tpx227760024C0 | terminal=1 | mode=1 | ppolar=no | New Monitor.linhaPV_Tpx227760024C0_power element=Line.Tpx227760024C0 terminal=1 mode=1 ppolar=no | New Monitor.linhaPV_Tpx227760024C0_voltage element=Line.Tpx227760024C0 terminal=1 mode=1 ppolar=no
New | Monitor. | linhaPV_ | Tpx227895952A0 | _power | _voltage | element= | Line. | Tpx227895952A0 | terminal=1 | mode=1 | ppolar=no | New Monitor.linhaPV_Tpx227895952A0_power element=Line.Tpx227895952A0 terminal=1 mode=1 ppolar=no | New Monitor.linhaPV_Tpx227895952A0_voltage element=Line.Tpx227895952A0 terminal=1 mode=1 ppolar=no
New | Monitor. | linhaPV_ | Tpx227896008C0 | _power | _voltage | element= | Line. | Tpx227896008C0 | terminal=1 | mode=1 | ppolar=no | New Monitor.linhaPV_Tpx227896008C0_power element=Line.Tpx227896008C0 terminal=1 mode=1 ppolar=no | New Monitor.linhaPV_Tpx227896008C0_voltage element=Line.Tpx227896008C0 terminal=1 mode=1 ppolar=no
New | Monitor. | linhaPV_ | Tpx227902981A0 | _power | _voltage | element= | Line. | Tpx227902981A0 | terminal=1 | mode=1 | ppolar=no | New Monitor.linhaPV_Tpx227902981A0_power element=Line.Tpx227902981A0 terminal=1 mode=1 ppolar=no | New Monitor.linhaPV_Tpx227902981A0_voltage element=Line.Tpx227902981A0 terminal=1 mode=1 ppolar=no
New | Monitor. |  | Tpx227903012A0 | _power | _voltage | element= | Line. | Tpx227903012A0 | terminal=1 | mode=1 | ppolar=no | New Monitor.Tpx227903012A0_power element=Line.Tpx227903012A0 terminal=1 mode=1 ppolar=no | New Monitor.Tpx227903012A0_voltage element=Line.Tpx227903012A0 terminal=1 mode=1 ppolar=no
New | Monitor. | linhaPV_ | Tpx227905262A0 | _power | _voltage | element= | Line. | Tpx227905262A0 | terminal=1 | mode=1 | ppolar=no | New Monitor.linhaPV_Tpx227905262A0_power element=Line.Tpx227905262A0 terminal=1 mode=1 ppolar=no | New Monitor.linhaPV_Tpx227905262A0_voltage element=Line.Tpx227905262A0 terminal=1 mode=1 ppolar=no
New | Monitor. |  | Tpx227917119A0 | _power | _voltage | element= | Line. | Tpx227917119A0 | terminal=1 | mode=1 | ppolar=no | New Monitor.Tpx227917119A0_power element=Line.Tpx227917119A0 terminal=1 mode=1 ppolar=no | New Monitor.Tpx227917119A0_voltage element=Line.Tpx227917119A0 terminal=1 mode=1 ppolar=no
New | Monitor. | linhaPV_ | Tpx227917122A0 | _power | _voltage | element= | Line. | Tpx227917122A0 | terminal=1 | mode=1 | ppolar=no | New Monitor.linhaPV_Tpx227917122A0_power element=Line.Tpx227917122A0 terminal=1 mode=1 ppolar=no | New Monitor.linhaPV_Tpx227917122A0_voltage element=Line.Tpx227917122A0 terminal=1 mode=1 ppolar=no
New | Monitor. | linhaPV_ | Tpx227917127C0 | _power | _voltage | element= | Line. | Tpx227917127C0 | terminal=1 | mode=1 | ppolar=no | New Monitor.linhaPV_Tpx227917127C0_power element=Line.Tpx227917127C0 terminal=1 mode=1 ppolar=no | New Monitor.linhaPV_Tpx227917127C0_voltage element=Line.Tpx227917127C0 terminal=1 mode=1 ppolar=no
New | Monitor. | linhaPV_ | Tpx227917130C0 | _power | _voltage | element= | Line. | Tpx227917130C0 | terminal=1 | mode=1 | ppolar=no | New Monitor.linhaPV_Tpx227917130C0_power element=Line.Tpx227917130C0 terminal=1 mode=1 ppolar=no | New Monitor.linhaPV_Tpx227917130C0_voltage element=Line.Tpx227917130C0 terminal=1 mode=1 ppolar=no
New | Monitor. |  | Tpx227917133C0 | _power | _voltage | element= | Line. | Tpx227917133C0 | terminal=1 | mode=1 | ppolar=no | New Monitor.Tpx227917133C0_power element=Line.Tpx227917133C0 terminal=1 mode=1 ppolar=no | New Monitor.Tpx227917133C0_voltage element=Line.Tpx227917133C0 terminal=1 mode=1 ppolar=no
New | Monitor. | linhaPV_ | Tpx227921416A0 | _power | _voltage | element= | Line. | Tpx227921416A0 | terminal=1 | mode=1 | ppolar=no | New Monitor.linhaPV_Tpx227921416A0_power element=Line.Tpx227921416A0 terminal=1 mode=1 ppolar=no | New Monitor.linhaPV_Tpx227921416A0_voltage element=Line.Tpx227921416A0 terminal=1 mode=1 ppolar=no
New | Monitor. | linhaPV_ | Tpx227921427A0 | _power | _voltage | element= | Line. | Tpx227921427A0 | terminal=1 | mode=1 | ppolar=no | New Monitor.linhaPV_Tpx227921427A0_power element=Line.Tpx227921427A0 terminal=1 mode=1 ppolar=no | New Monitor.linhaPV_Tpx227921427A0_voltage element=Line.Tpx227921427A0 terminal=1 mode=1 ppolar=no
New | Monitor. | linhaPV_ | Tpx227921427B0 | _power | _voltage | element= | Line. | Tpx227921427B0 | terminal=1 | mode=1 | ppolar=no | New Monitor.linhaPV_Tpx227921427B0_power element=Line.Tpx227921427B0 terminal=1 mode=1 ppolar=no | New Monitor.linhaPV_Tpx227921427B0_voltage element=Line.Tpx227921427B0 terminal=1 mode=1 ppolar=no
New | Monitor. | linhaPV_ | Tpx227921427C0 | _power | _voltage | element= | Line. | Tpx227921427C0 | terminal=1 | mode=1 | ppolar=no | New Monitor.linhaPV_Tpx227921427C0_power element=Line.Tpx227921427C0 terminal=1 mode=1 ppolar=no | New Monitor.linhaPV_Tpx227921427C0_voltage element=Line.Tpx227921427C0 terminal=1 mode=1 ppolar=no
New | Monitor. | linhaPV_ | Tpx227944551A0 | _power | _voltage | element= | Line. | Tpx227944551A0 | terminal=1 | mode=1 | ppolar=no | New Monitor.linhaPV_Tpx227944551A0_power element=Line.Tpx227944551A0 terminal=1 mode=1 ppolar=no | New Monitor.linhaPV_Tpx227944551A0_voltage element=Line.Tpx227944551A0 terminal=1 mode=1 ppolar=no
New | Monitor. | linhaPV_ | Tpx227944551B0 | _power | _voltage | element= | Line. | Tpx227944551B0 | terminal=1 | mode=1 | ppolar=no | New Monitor.linhaPV_Tpx227944551B0_power element=Line.Tpx227944551B0 terminal=1 mode=1 ppolar=no | New Monitor.linhaPV_Tpx227944551B0_voltage element=Line.Tpx227944551B0 terminal=1 mode=1 ppolar=no
New | Monitor. | linhaPV_ | Tpx227944551C0 | _power | _voltage | element= | Line. | Tpx227944551C0 | terminal=1 | mode=1 | ppolar=no | New Monitor.linhaPV_Tpx227944551C0_power element=Line.Tpx227944551C0 terminal=1 mode=1 ppolar=no | New Monitor.linhaPV_Tpx227944551C0_voltage element=Line.Tpx227944551C0 terminal=1 mode=1 ppolar=no
New | Monitor. |  | Tpx227989724B0 | _power | _voltage | element= | Line. | Tpx227989724B0 | terminal=1 | mode=1 | ppolar=no | New Monitor.Tpx227989724B0_power element=Line.Tpx227989724B0 terminal=1 mode=1 ppolar=no | New Monitor.Tpx227989724B0_voltage element=Line.Tpx227989724B0 terminal=1 mode=1 ppolar=no
New | Monitor. |  | Tpx228001810A0 | _power | _voltage | element= | Line. | Tpx228001810A0 | terminal=1 | mode=1 | ppolar=no | New Monitor.Tpx228001810A0_power element=Line.Tpx228001810A0 terminal=1 mode=1 ppolar=no | New Monitor.Tpx228001810A0_voltage element=Line.Tpx228001810A0 terminal=1 mode=1 ppolar=no
New | Monitor. |  | Tpx228057846A0 | _power | _voltage | element= | Line. | Tpx228057846A0 | terminal=1 | mode=1 | ppolar=no | New Monitor.Tpx228057846A0_power element=Line.Tpx228057846A0 terminal=1 mode=1 ppolar=no | New Monitor.Tpx228057846A0_voltage element=Line.Tpx228057846A0 terminal=1 mode=1 ppolar=no
New | Monitor. | linhaPV_ | Tpx228091193A0 | _power | _voltage | element= | Line. | Tpx228091193A0 | terminal=1 | mode=1 | ppolar=no | New Monitor.linhaPV_Tpx228091193A0_power element=Line.Tpx228091193A0 terminal=1 mode=1 ppolar=no | New Monitor.linhaPV_Tpx228091193A0_voltage element=Line.Tpx228091193A0 terminal=1 mode=1 ppolar=no
New | Monitor. | linhaPV_ | Tpx228091193B0 | _power | _voltage | element= | Line. | Tpx228091193B0 | terminal=1 | mode=1 | ppolar=no | New Monitor.linhaPV_Tpx228091193B0_power element=Line.Tpx228091193B0 terminal=1 mode=1 ppolar=no | New Monitor.linhaPV_Tpx228091193B0_voltage element=Line.Tpx228091193B0 terminal=1 mode=1 ppolar=no
New | Monitor. | linhaPV_ | Tpx228091193C0 | _power | _voltage | element= | Line. | Tpx228091193C0 | terminal=1 | mode=1 | ppolar=no | New Monitor.linhaPV_Tpx228091193C0_power element=Line.Tpx228091193C0 terminal=1 mode=1 ppolar=no | New Monitor.linhaPV_Tpx228091193C0_voltage element=Line.Tpx228091193C0 terminal=1 mode=1 ppolar=no
New | Monitor. | linhaPV_ | Tpx228219458B0 | _power | _voltage | element= | Line. | Tpx228219458B0 | terminal=1 | mode=1 | ppolar=no | New Monitor.linhaPV_Tpx228219458B0_power element=Line.Tpx228219458B0 terminal=1 mode=1 ppolar=no | New Monitor.linhaPV_Tpx228219458B0_voltage element=Line.Tpx228219458B0 terminal=1 mode=1 ppolar=no
New | Monitor. | linhaPV_ | Tpx228314460C0 | _power | _voltage | element= | Line. | Tpx228314460C0 | terminal=1 | mode=1 | ppolar=no | New Monitor.linhaPV_Tpx228314460C0_power element=Line.Tpx228314460C0 terminal=1 mode=1 ppolar=no | New Monitor.linhaPV_Tpx228314460C0_voltage element=Line.Tpx228314460C0 terminal=1 mode=1 ppolar=no
New | Monitor. |  | Tpx228445756C0 | _power | _voltage | element= | Line. | Tpx228445756C0 | terminal=1 | mode=1 | ppolar=no | New Monitor.Tpx228445756C0_power element=Line.Tpx228445756C0 terminal=1 mode=1 ppolar=no | New Monitor.Tpx228445756C0_voltage element=Line.Tpx228445756C0 terminal=1 mode=1 ppolar=no
New | Monitor. |  | Tpx228446184A0 | _power | _voltage | element= | Line. | Tpx228446184A0 | terminal=1 | mode=1 | ppolar=no | New Monitor.Tpx228446184A0_power element=Line.Tpx228446184A0 terminal=1 mode=1 ppolar=no | New Monitor.Tpx228446184A0_voltage element=Line.Tpx228446184A0 terminal=1 mode=1 ppolar=no
New | Monitor. | linhaPV_ | Tpx228532641A0 | _power | _voltage | element= | Line. | Tpx228532641A0 | terminal=1 | mode=1 | ppolar=no | New Monitor.linhaPV_Tpx228532641A0_power element=Line.Tpx228532641A0 terminal=1 mode=1 ppolar=no | New Monitor.linhaPV_Tpx228532641A0_voltage element=Line.Tpx228532641A0 terminal=1 mode=1 ppolar=no
New | Monitor. |  | Tpx228549643A0 | _power | _voltage | element= | Line. | Tpx228549643A0 | terminal=1 | mode=1 | ppolar=no | New Monitor.Tpx228549643A0_power element=Line.Tpx228549643A0 terminal=1 mode=1 ppolar=no | New Monitor.Tpx228549643A0_voltage element=Line.Tpx228549643A0 terminal=1 mode=1 ppolar=no
New | Monitor. |  | Tpx228580047B0 | _power | _voltage | element= | Line. | Tpx228580047B0 | terminal=1 | mode=1 | ppolar=no | New Monitor.Tpx228580047B0_power element=Line.Tpx228580047B0 terminal=1 mode=1 ppolar=no | New Monitor.Tpx228580047B0_voltage element=Line.Tpx228580047B0 terminal=1 mode=1 ppolar=no
New | Monitor. |  | Tpx228622562A0 | _power | _voltage | element= | Line. | Tpx228622562A0 | terminal=1 | mode=1 | ppolar=no | New Monitor.Tpx228622562A0_power element=Line.Tpx228622562A0 terminal=1 mode=1 ppolar=no | New Monitor.Tpx228622562A0_voltage element=Line.Tpx228622562A0 terminal=1 mode=1 ppolar=no
New | Monitor. | linhaPV_ | Tpx228665517C0 | _power | _voltage | element= | Line. | Tpx228665517C0 | terminal=1 | mode=1 | ppolar=no | New Monitor.linhaPV_Tpx228665517C0_power element=Line.Tpx228665517C0 terminal=1 mode=1 ppolar=no | New Monitor.linhaPV_Tpx228665517C0_voltage element=Line.Tpx228665517C0 terminal=1 mode=1 ppolar=no
New | Monitor. |  | Tpx229106135C0 | _power | _voltage | element= | Line. | Tpx229106135C0 | terminal=1 | mode=1 | ppolar=no | New Monitor.Tpx229106135C0_power element=Line.Tpx229106135C0 terminal=1 mode=1 ppolar=no | New Monitor.Tpx229106135C0_voltage element=Line.Tpx229106135C0 terminal=1 mode=1 ppolar=no
New | Monitor. | linhaPV_ | Tpx2212168866C0 | _power | _voltage | element= | Line. | Tpx2212168866C0 | terminal=1 | mode=1 | ppolar=no | New Monitor.linhaPV_Tpx2212168866C0_power element=Line.Tpx2212168866C0 terminal=1 mode=1 ppolar=no | New Monitor.linhaPV_Tpx2212168866C0_voltage element=Line.Tpx2212168866C0 terminal=1 mode=1 ppolar=no
New | Monitor. | linhaPV_ | Tpx2212168870C0 | _power | _voltage | element= | Line. | Tpx2212168870C0 | terminal=1 | mode=1 | ppolar=no | New Monitor.linhaPV_Tpx2212168870C0_power element=Line.Tpx2212168870C0 terminal=1 mode=1 ppolar=no | New Monitor.linhaPV_Tpx2212168870C0_voltage element=Line.Tpx2212168870C0 terminal=1 mode=1 ppolar=no
New | Monitor. | linhaPV_ | Tpx2212168874C0 | _power | _voltage | element= | Line. | Tpx2212168874C0 | terminal=1 | mode=1 | ppolar=no | New Monitor.linhaPV_Tpx2212168874C0_power element=Line.Tpx2212168874C0 terminal=1 mode=1 ppolar=no | New Monitor.linhaPV_Tpx2212168874C0_voltage element=Line.Tpx2212168874C0 terminal=1 mode=1 ppolar=no
New | Monitor. | linhaPV_ | Tpx2212168880C0 | _power | _voltage | element= | Line. | Tpx2212168880C0 | terminal=1 | mode=1 | ppolar=no | New Monitor.linhaPV_Tpx2212168880C0_power element=Line.Tpx2212168880C0 terminal=1 mode=1 ppolar=no | New Monitor.linhaPV_Tpx2212168880C0_voltage element=Line.Tpx2212168880C0 terminal=1 mode=1 ppolar=no
New | Monitor. | linhaPV_ | Tpx2212168887C0 | _power | _voltage | element= | Line. | Tpx2212168887C0 | terminal=1 | mode=1 | ppolar=no | New Monitor.linhaPV_Tpx2212168887C0_power element=Line.Tpx2212168887C0 terminal=1 mode=1 ppolar=no | New Monitor.linhaPV_Tpx2212168887C0_voltage element=Line.Tpx2212168887C0 terminal=1 mode=1 ppolar=no
New | Monitor. | linhaPV_ | Tpx2212371533C0 | _power | _voltage | element= | Line. | Tpx2212371533C0 | terminal=1 | mode=1 | ppolar=no | New Monitor.linhaPV_Tpx2212371533C0_power element=Line.Tpx2212371533C0 terminal=1 mode=1 ppolar=no | New Monitor.linhaPV_Tpx2212371533C0_voltage element=Line.Tpx2212371533C0 terminal=1 mode=1 ppolar=no
New | Monitor. |  | Tpx2223661373A0 | _power | _voltage | element= | Line. | Tpx2223661373A0 | terminal=1 | mode=1 | ppolar=no | New Monitor.Tpx2223661373A0_power element=Line.Tpx2223661373A0 terminal=1 mode=1 ppolar=no | New Monitor.Tpx2223661373A0_voltage element=Line.Tpx2223661373A0 terminal=1 mode=1 ppolar=no
New | Monitor. |  | Tpx2223664050B0 | _power | _voltage | element= | Line. | Tpx2223664050B0 | terminal=1 | mode=1 | ppolar=no | New Monitor.Tpx2223664050B0_power element=Line.Tpx2223664050B0 terminal=1 mode=1 ppolar=no | New Monitor.Tpx2223664050B0_voltage element=Line.Tpx2223664050B0 terminal=1 mode=1 ppolar=no
New | Monitor. |  | Tpx2223703238C0 | _power | _voltage | element= | Line. | Tpx2223703238C0 | terminal=1 | mode=1 | ppolar=no | New Monitor.Tpx2223703238C0_power element=Line.Tpx2223703238C0 terminal=1 mode=1 ppolar=no | New Monitor.Tpx2223703238C0_voltage element=Line.Tpx2223703238C0 terminal=1 mode=1 ppolar=no
New | Monitor. |  | Tpx2223878647B0 | _power | _voltage | element= | Line. | Tpx2223878647B0 | terminal=1 | mode=1 | ppolar=no | New Monitor.Tpx2223878647B0_power element=Line.Tpx2223878647B0 terminal=1 mode=1 ppolar=no | New Monitor.Tpx2223878647B0_voltage element=Line.Tpx2223878647B0 terminal=1 mode=1 ppolar=no
New | Monitor. |  | Tpx2224061203C0 | _power | _voltage | element= | Line. | Tpx2224061203C0 | terminal=1 | mode=1 | ppolar=no | New Monitor.Tpx2224061203C0_power element=Line.Tpx2224061203C0 terminal=1 mode=1 ppolar=no | New Monitor.Tpx2224061203C0_voltage element=Line.Tpx2224061203C0 terminal=1 mode=1 ppolar=no
New | Monitor. |  | Tpx2224179616C0 | _power | _voltage | element= | Line. | Tpx2224179616C0 | terminal=1 | mode=1 | ppolar=no | New Monitor.Tpx2224179616C0_power element=Line.Tpx2224179616C0 terminal=1 mode=1 ppolar=no | New Monitor.Tpx2224179616C0_voltage element=Line.Tpx2224179616C0 terminal=1 mode=1 ppolar=no
New | Monitor. |  | Tpx2224192013A0 | _power | _voltage | element= | Line. | Tpx2224192013A0 | terminal=1 | mode=1 | ppolar=no | New Monitor.Tpx2224192013A0_power element=Line.Tpx2224192013A0 terminal=1 mode=1 ppolar=no | New Monitor.Tpx2224192013A0_voltage element=Line.Tpx2224192013A0 terminal=1 mode=1 ppolar=no
New | Monitor. | linhaPV_ | Tpx2224230615C0 | _power | _voltage | element= | Line. | Tpx2224230615C0 | terminal=1 | mode=1 | ppolar=no | New Monitor.linhaPV_Tpx2224230615C0_power element=Line.Tpx2224230615C0 terminal=1 mode=1 ppolar=no | New Monitor.linhaPV_Tpx2224230615C0_voltage element=Line.Tpx2224230615C0 terminal=1 mode=1 ppolar=no
New | Monitor. | linhaPV_ | Tpx2224230651C0 | _power | _voltage | element= | Line. | Tpx2224230651C0 | terminal=1 | mode=1 | ppolar=no | New Monitor.linhaPV_Tpx2224230651C0_power element=Line.Tpx2224230651C0 terminal=1 mode=1 ppolar=no | New Monitor.linhaPV_Tpx2224230651C0_voltage element=Line.Tpx2224230651C0 terminal=1 mode=1 ppolar=no
New | Monitor. | linhaPV_ | Tpx2224230689C0 | _power | _voltage | element= | Line. | Tpx2224230689C0 | terminal=1 | mode=1 | ppolar=no | New Monitor.linhaPV_Tpx2224230689C0_power element=Line.Tpx2224230689C0 terminal=1 mode=1 ppolar=no | New Monitor.linhaPV_Tpx2224230689C0_voltage element=Line.Tpx2224230689C0 terminal=1 mode=1 ppolar=no
New | Monitor. |  | Tpx2224230754C0 | _power | _voltage | element= | Line. | Tpx2224230754C0 | terminal=1 | mode=1 | ppolar=no | New Monitor.Tpx2224230754C0_power element=Line.Tpx2224230754C0 terminal=1 mode=1 ppolar=no | New Monitor.Tpx2224230754C0_voltage element=Line.Tpx2224230754C0 terminal=1 mode=1 ppolar=no
New | Monitor. | linhaPV_ | Tpx2224237380A0 | _power | _voltage | element= | Line. | Tpx2224237380A0 | terminal=1 | mode=1 | ppolar=no | New Monitor.linhaPV_Tpx2224237380A0_power element=Line.Tpx2224237380A0 terminal=1 mode=1 ppolar=no | New Monitor.linhaPV_Tpx2224237380A0_voltage element=Line.Tpx2224237380A0 terminal=1 mode=1 ppolar=no
New | Monitor. | linhaPV_ | Tpx2224237384A0 | _power | _voltage | element= | Line. | Tpx2224237384A0 | terminal=1 | mode=1 | ppolar=no | New Monitor.linhaPV_Tpx2224237384A0_power element=Line.Tpx2224237384A0 terminal=1 mode=1 ppolar=no | New Monitor.linhaPV_Tpx2224237384A0_voltage element=Line.Tpx2224237384A0 terminal=1 mode=1 ppolar=no
New | Monitor. | linhaPV_ | Tpx2224237391A0 | _power | _voltage | element= | Line. | Tpx2224237391A0 | terminal=1 | mode=1 | ppolar=no | New Monitor.linhaPV_Tpx2224237391A0_power element=Line.Tpx2224237391A0 terminal=1 mode=1 ppolar=no | New Monitor.linhaPV_Tpx2224237391A0_voltage element=Line.Tpx2224237391A0 terminal=1 mode=1 ppolar=no
New | Monitor. | linhaPV_ | Tpx2224237546A0 | _power | _voltage | element= | Line. | Tpx2224237546A0 | terminal=1 | mode=1 | ppolar=no | New Monitor.linhaPV_Tpx2224237546A0_power element=Line.Tpx2224237546A0 terminal=1 mode=1 ppolar=no | New Monitor.linhaPV_Tpx2224237546A0_voltage element=Line.Tpx2224237546A0 terminal=1 mode=1 ppolar=no
New | Monitor. |  | Tpx2224237643A0 | _power | _voltage | element= | Line. | Tpx2224237643A0 | terminal=1 | mode=1 | ppolar=no | New Monitor.Tpx2224237643A0_power element=Line.Tpx2224237643A0 terminal=1 mode=1 ppolar=no | New Monitor.Tpx2224237643A0_voltage element=Line.Tpx2224237643A0 terminal=1 mode=1 ppolar=no
New | Monitor. | linhaPV_ | Tpx2224237653A0 | _power | _voltage | element= | Line. | Tpx2224237653A0 | terminal=1 | mode=1 | ppolar=no | New Monitor.linhaPV_Tpx2224237653A0_power element=Line.Tpx2224237653A0 terminal=1 mode=1 ppolar=no | New Monitor.linhaPV_Tpx2224237653A0_voltage element=Line.Tpx2224237653A0 terminal=1 mode=1 ppolar=no
New | Monitor. | linhaPV_ | Tpx2224237713A0 | _power | _voltage | element= | Line. | Tpx2224237713A0 | terminal=1 | mode=1 | ppolar=no | New Monitor.linhaPV_Tpx2224237713A0_power element=Line.Tpx2224237713A0 terminal=1 mode=1 ppolar=no | New Monitor.linhaPV_Tpx2224237713A0_voltage element=Line.Tpx2224237713A0 terminal=1 mode=1 ppolar=no
New | Monitor. |  | Tpx2224237718A0 | _power | _voltage | element= | Line. | Tpx2224237718A0 | terminal=1 | mode=1 | ppolar=no | New Monitor.Tpx2224237718A0_power element=Line.Tpx2224237718A0 terminal=1 mode=1 ppolar=no | New Monitor.Tpx2224237718A0_voltage element=Line.Tpx2224237718A0 terminal=1 mode=1 ppolar=no
New | Monitor. |  | Tpx2224238167A0 | _power | _voltage | element= | Line. | Tpx2224238167A0 | terminal=1 | mode=1 | ppolar=no | New Monitor.Tpx2224238167A0_power element=Line.Tpx2224238167A0 terminal=1 mode=1 ppolar=no | New Monitor.Tpx2224238167A0_voltage element=Line.Tpx2224238167A0 terminal=1 mode=1 ppolar=no
New | Monitor. | linhaPV_ | Tpx2224386592A0 | _power | _voltage | element= | Line. | Tpx2224386592A0 | terminal=1 | mode=1 | ppolar=no | New Monitor.linhaPV_Tpx2224386592A0_power element=Line.Tpx2224386592A0 terminal=1 mode=1 ppolar=no | New Monitor.linhaPV_Tpx2224386592A0_voltage element=Line.Tpx2224386592A0 terminal=1 mode=1 ppolar=no
New | Monitor. |  | Tpx2224386617A0 | _power | _voltage | element= | Line. | Tpx2224386617A0 | terminal=1 | mode=1 | ppolar=no | New Monitor.Tpx2224386617A0_power element=Line.Tpx2224386617A0 terminal=1 mode=1 ppolar=no | New Monitor.Tpx2224386617A0_voltage element=Line.Tpx2224386617A0 terminal=1 mode=1 ppolar=no
New | Monitor. |  | Tpx2224386750A0 | _power | _voltage | element= | Line. | Tpx2224386750A0 | terminal=1 | mode=1 | ppolar=no | New Monitor.Tpx2224386750A0_power element=Line.Tpx2224386750A0 terminal=1 mode=1 ppolar=no | New Monitor.Tpx2224386750A0_voltage element=Line.Tpx2224386750A0 terminal=1 mode=1 ppolar=no
New | Monitor. |  | Tpx2224386815A0 | _power | _voltage | element= | Line. | Tpx2224386815A0 | terminal=1 | mode=1 | ppolar=no | New Monitor.Tpx2224386815A0_power element=Line.Tpx2224386815A0 terminal=1 mode=1 ppolar=no | New Monitor.Tpx2224386815A0_voltage element=Line.Tpx2224386815A0 terminal=1 mode=1 ppolar=no
New | Monitor. | linhaPV_ | Tpx2224386842A0 | _power | _voltage | element= | Line. | Tpx2224386842A0 | terminal=1 | mode=1 | ppolar=no | New Monitor.linhaPV_Tpx2224386842A0_power element=Line.Tpx2224386842A0 terminal=1 mode=1 ppolar=no | New Monitor.linhaPV_Tpx2224386842A0_voltage element=Line.Tpx2224386842A0 terminal=1 mode=1 ppolar=no
New | Monitor. | linhaPV_ | Tpx2224386863A0 | _power | _voltage | element= | Line. | Tpx2224386863A0 | terminal=1 | mode=1 | ppolar=no | New Monitor.linhaPV_Tpx2224386863A0_power element=Line.Tpx2224386863A0 terminal=1 mode=1 ppolar=no | New Monitor.linhaPV_Tpx2224386863A0_voltage element=Line.Tpx2224386863A0 terminal=1 mode=1 ppolar=no
New | Monitor. |  | Tpx2224386874A0 | _power | _voltage | element= | Line. | Tpx2224386874A0 | terminal=1 | mode=1 | ppolar=no | New Monitor.Tpx2224386874A0_power element=Line.Tpx2224386874A0 terminal=1 mode=1 ppolar=no | New Monitor.Tpx2224386874A0_voltage element=Line.Tpx2224386874A0 terminal=1 mode=1 ppolar=no
New | Monitor. |  | Tpx2224386889A0 | _power | _voltage | element= | Line. | Tpx2224386889A0 | terminal=1 | mode=1 | ppolar=no | New Monitor.Tpx2224386889A0_power element=Line.Tpx2224386889A0 terminal=1 mode=1 ppolar=no | New Monitor.Tpx2224386889A0_voltage element=Line.Tpx2224386889A0 terminal=1 mode=1 ppolar=no
New | Monitor. | linhaPV_ | Tpx2224386946A0 | _power | _voltage | element= | Line. | Tpx2224386946A0 | terminal=1 | mode=1 | ppolar=no | New Monitor.linhaPV_Tpx2224386946A0_power element=Line.Tpx2224386946A0 terminal=1 mode=1 ppolar=no | New Monitor.linhaPV_Tpx2224386946A0_voltage element=Line.Tpx2224386946A0 terminal=1 mode=1 ppolar=no
New | Monitor. |  | Tpx2224387019A0 | _power | _voltage | element= | Line. | Tpx2224387019A0 | terminal=1 | mode=1 | ppolar=no | New Monitor.Tpx2224387019A0_power element=Line.Tpx2224387019A0 terminal=1 mode=1 ppolar=no | New Monitor.Tpx2224387019A0_voltage element=Line.Tpx2224387019A0 terminal=1 mode=1 ppolar=no
New | Monitor. | linhaPV_ | Tpx2224387053A0 | _power | _voltage | element= | Line. | Tpx2224387053A0 | terminal=1 | mode=1 | ppolar=no | New Monitor.linhaPV_Tpx2224387053A0_power element=Line.Tpx2224387053A0 terminal=1 mode=1 ppolar=no | New Monitor.linhaPV_Tpx2224387053A0_voltage element=Line.Tpx2224387053A0 terminal=1 mode=1 ppolar=no
New | Monitor. | linhaPV_ | Tpx2224387062A0 | _power | _voltage | element= | Line. | Tpx2224387062A0 | terminal=1 | mode=1 | ppolar=no | New Monitor.linhaPV_Tpx2224387062A0_power element=Line.Tpx2224387062A0 terminal=1 mode=1 ppolar=no | New Monitor.linhaPV_Tpx2224387062A0_voltage element=Line.Tpx2224387062A0 terminal=1 mode=1 ppolar=no
New | Monitor. |  | Tpx2224387074A0 | _power | _voltage | element= | Line. | Tpx2224387074A0 | terminal=1 | mode=1 | ppolar=no | New Monitor.Tpx2224387074A0_power element=Line.Tpx2224387074A0 terminal=1 mode=1 ppolar=no | New Monitor.Tpx2224387074A0_voltage element=Line.Tpx2224387074A0 terminal=1 mode=1 ppolar=no
New | Monitor. | linhaPV_ | Tpx2224387113A0 | _power | _voltage | element= | Line. | Tpx2224387113A0 | terminal=1 | mode=1 | ppolar=no | New Monitor.linhaPV_Tpx2224387113A0_power element=Line.Tpx2224387113A0 terminal=1 mode=1 ppolar=no | New Monitor.linhaPV_Tpx2224387113A0_voltage element=Line.Tpx2224387113A0 terminal=1 mode=1 ppolar=no
New | Monitor. | linhaPV_ | Tpx2224387138A0 | _power | _voltage | element= | Line. | Tpx2224387138A0 | terminal=1 | mode=1 | ppolar=no | New Monitor.linhaPV_Tpx2224387138A0_power element=Line.Tpx2224387138A0 terminal=1 mode=1 ppolar=no | New Monitor.linhaPV_Tpx2224387138A0_voltage element=Line.Tpx2224387138A0 terminal=1 mode=1 ppolar=no
New | Monitor. |  | Tpx2224490448C0 | _power | _voltage | element= | Line. | Tpx2224490448C0 | terminal=1 | mode=1 | ppolar=no | New Monitor.Tpx2224490448C0_power element=Line.Tpx2224490448C0 terminal=1 mode=1 ppolar=no | New Monitor.Tpx2224490448C0_voltage element=Line.Tpx2224490448C0 terminal=1 mode=1 ppolar=no
New | Monitor. |  | Tpx2224500658A0 | _power | _voltage | element= | Line. | Tpx2224500658A0 | terminal=1 | mode=1 | ppolar=no | New Monitor.Tpx2224500658A0_power element=Line.Tpx2224500658A0 terminal=1 mode=1 ppolar=no | New Monitor.Tpx2224500658A0_voltage element=Line.Tpx2224500658A0 terminal=1 mode=1 ppolar=no
Barras de Geração |  |  | 431
Barras com PV nas duas fases |  |  | 23
454

## Triplex_Lines
New | Line. | Tpx138236B0 | Bus1=X2673305B.1.2 | Bus2= | SX2673305B | .1 | .2 | linecode=4/0Triplex | length=50 | units=ft
New | Line. | Tpx138237B0 | Bus1=X3048196B.1.2 | Bus2= | SX3048196B | .1 | .2 | linecode=4/0Triplex | length=50 | units=ft
New | Line. | Tpx138258C0 | Bus1=X2991911C.1.2 | Bus2= | SX2991911C | .1 | .2 | linecode=4/0Triplex | length=50 | units=ft
New | Line. | Tpx138259C0 | Bus1=X2973158C.1.2 | Bus2= | SX2973158C | .1 | .2 | linecode=4/0Triplex | length=50 | units=ft
New | Line. | Tpx138260A0 | Bus1=X3048208A.1.2 | Bus2= | SX3048208A | .1 | .2 | linecode=4/0Triplex | length=50 | units=ft
New | Line. | Tpx138262A0 | Bus1=X3029502A.1.2 | Bus2= | SX3029502A | .1 | .2 | linecode=4/0Triplex | length=50 | units=ft
New | Line. | Tpx138264B0 | Bus1=X3104125B.1.2 | Bus2= | SX3104125B | .1 | .2 | linecode=4/0Triplex | length=50 | units=ft
New | Line. | Tpx138265A0 | Bus1=X3160107A.1.2 | Bus2= | SX3160107A | .1 | .2 | linecode=4/0Triplex | length=50 | units=ft
New | Line. | Tpx138294B0 | Bus1=X2785516B.1.2 | Bus2= | SX2785516B | .1 | .2 | linecode=4/0Triplex | length=50 | units=ft
New | Line. | Tpx138313A0 | Bus1=X3141400A.1.2 | Bus2= | SX3141400A | .1 | .2 | linecode=4/0Triplex | length=50 | units=ft
New | Line. | Tpx138342C0 | Bus1=X2897775C.1.2 | Bus2= | SX2897775C | .1 | .2 | linecode=4/0Triplex | length=50 | units=ft
New | Line. | Tpx138343C0 | Bus1=X3010565C.1.2 | Bus2= | SX3010565C | .1 | .2 | linecode=4/0Triplex | length=50 | units=ft
New | Line. | Tpx138346C0 | Bus1=X2916609C.1.2 | Bus2= | SX2916609C | .1 | .2 | linecode=4/0Triplex | length=50 | units=ft
New | Line. | Tpx138371C0 | Bus1=X2879073C.1.2 | Bus2= | SX2879073C | .1 | .2 | linecode=4/0Triplex | length=50 | units=ft
New | Line. | Tpx138372C0 | Bus1=X3104126C.1.2 | Bus2= | SX3104126C | .1 | .2 | linecode=4/0Triplex | length=50 | units=ft
New | Line. | Tpx138373C0 | Bus1=X3029503C.1.2 | Bus2= | SX3029503C | .1 | .2 | linecode=4/0Triplex | length=50 | units=ft
New | Line. | Tpx138374C0 | Bus1=X2691950C.1.2 | Bus2= | SX2691950C | .1 | .2 | linecode=4/0Triplex | length=50 | units=ft
New | Line. | Tpx138379C0 | Bus1=X2691951C.1.2 | Bus2= | SX2691951C | .1 | .2 | linecode=4/0Triplex | length=50 | units=ft
New | Line. | Tpx138380C0 | Bus1=X2879076C.1.2 | Bus2= | SX2879076C | .1 | .2 | linecode=4/0Triplex | length=50 | units=ft
New | Line. | Tpx138404C0 | Bus1=X2841630C.1.2 | Bus2= | SX2841630C | .1 | .2 | linecode=4/0Triplex | length=50 | units=ft
New | Line. | Tpx138405C0 | Bus1=X2841629C.1.2 | Bus2= | SX2841629C | .1 | .2 | linecode=4/0Triplex | length=50 | units=ft
New | Line. | Tpx138412C0 | Bus1=X2785523C.1.2 | Bus2= | SX2785523C | .1 | .2 | linecode=4/0Triplex | length=50 | units=ft
New | Line. | Tpx138413C0 | Bus1=X3216347C.1.2 | Bus2= | SX3216347C | .1 | .2 | linecode=4/0Triplex | length=50 | units=ft
New | Line. | Tpx138416C0 | Bus1=X3141388C.1.2 | Bus2= | SX3141388C | .1 | .2 | linecode=4/0Triplex | length=50 | units=ft
New | Line. | Tpx138464C0 | Bus1=X3066801C.1.2 | Bus2= | SX3066801C | .1 | .2 | linecode=4/0Triplex | length=50 | units=ft
New | Line. | Tpx138465C0 | Bus1=X2879055C.1.2 | Bus2= | SX2879055C | .1 | .2 | linecode=4/0Triplex | length=50 | units=ft
New | Line. | Tpx138466C0 | Bus1=X2973144C.1.2 | Bus2= | SX2973144C | .1 | .2 | linecode=4/0Triplex | length=50 | units=ft
New | Line. | Tpx138469C0 | Bus1=X2785518C.1.2 | Bus2= | SX2785518C | .1 | .2 | linecode=4/0Triplex | length=50 | units=ft
New | Line. | Tpx138470C0 | Bus1=X2766717C.1.2 | Bus2= | SX2766717C | .1 | .2 | linecode=4/0Triplex | length=50 | units=ft
New | Line. | Tpx138472C0 | Bus1=X2673309C.1.2 | Bus2= | SX2673309C | .1 | .2 | linecode=4/0Triplex | length=50 | units=ft
New | Line. | Tpx138560A0 | Bus1=X3104113A.1.2 | Bus2= | SX3104113A | .1 | .2 | linecode=4/0Triplex | length=50 | units=ft
New | Line. | Tpx138561A0 | Bus1=X3104121A.1.2 | Bus2= | SX3104121A | .1 | .2 | linecode=4/0Triplex | length=50 | units=ft
New | Line. | Tpx138562A0 | Bus1=X2673310A.1.2 | Bus2= | SX2673310A | .1 | .2 | linecode=4/0Triplex | length=50 | units=ft
New | Line. | Tpx138563A0 | Bus1=X2916627A.1.2 | Bus2= | SX2916627A | .1 | .2 | linecode=4/0Triplex | length=50 | units=ft
New | Line. | Tpx138564A0 | Bus1=X2804283A.1.2 | Bus2= | SX2804283A | .1 | .2 | linecode=4/0Triplex | length=50 | units=ft
New | Line. | Tpx138565A0 | Bus1=X3104122A.1.2 | Bus2= | SX3104122A | .1 | .2 | linecode=4/0Triplex | length=50 | units=ft
New | Line. | Tpx138566A0 | Bus1=X2785519A.1.2 | Bus2= | SX2785519A | .1 | .2 | linecode=4/0Triplex | length=50 | units=ft
New | Line. | Tpx138567A0 | Bus1=X2748129A.1.2 | Bus2= | SX2748129A | .1 | .2 | linecode=4/0Triplex | length=50 | units=ft
New | Line. | Tpx138569A0 | Bus1=X2973151A.1.2 | Bus2= | SX2973151A | .1 | .2 | linecode=4/0Triplex | length=50 | units=ft
New | Line. | Tpx138570A0 | Bus1=X2748146A.1.2 | Bus2= | SX2748146A | .1 | .2 | linecode=4/0Triplex | length=50 | units=ft
New | Line. | Tpx138571A0 | Bus1=X2991913A.1.2 | Bus2= | SX2991913A | .1 | .2 | linecode=4/0Triplex | length=50 | units=ft
New | Line. | Tpx138573A0 | Bus1=X3235253A.1.2 | Bus2= | SX3235253A | .1 | .2 | linecode=4/0Triplex | length=50 | units=ft
New | Line. | Tpx138574A0 | Bus1=X2991907A.1.2 | Bus2= | SX2991907A | .1 | .2 | linecode=4/0Triplex | length=50 | units=ft
New | Line. | Tpx138581A0 | Bus1=X2879064A.1.2 | Bus2= | SX2879064A | .1 | .2 | linecode=4/0Triplex | length=50 | units=ft
New | Line. | Tpx138585C0 | Bus1=X3197637C.1.2 | Bus2= | SX3197637C | .1 | .2 | linecode=4/0Triplex | length=50 | units=ft
New | Line. | Tpx138586C0 | Bus1=X2860487C.1.2 | Bus2= | SX2860487C | .1 | .2 | linecode=4/0Triplex | length=50 | units=ft
New | Line. | Tpx138641C0 | Bus1=X2841638C.1.2 | Bus2= | SX2841638C | .1 | .2 | linecode=4/0Triplex | length=50 | units=ft
New | Line. | Tpx138642A0 | Bus1=X3235256A.1.2 | Bus2= | SX3235256A | .1 | .2 | linecode=4/0Triplex | length=50 | units=ft
New | Line. | Tpx138644A0 | Bus1=X3197630A.1.2 | Bus2= | SX3197630A | .1 | .2 | linecode=4/0Triplex | length=50 | units=ft
New | Line. | Tpx138645B0 | Bus1=X3104120B.1.2 | Bus2= | SX3104120B | .1 | .2 | linecode=4/0Triplex | length=50 | units=ft
New | Line. | Tpx138646A0 | Bus1=X2804251A.1.2 | Bus2= | SX2804251A | .1 | .2 | linecode=4/0Triplex | length=50 | units=ft
New | Line. | Tpx138647C0 | Bus1=X3254210C.1.2 | Bus2= | SX3254210C | .1 | .2 | linecode=4/0Triplex | length=50 | units=ft
New | Line. | Tpx138649A0 | Bus1=X3048206A.1.2 | Bus2= | SX3048206A | .1 | .2 | linecode=4/0Triplex | length=50 | units=ft
New | Line. | Tpx138650C0 | Bus1=X2710510C.1.2 | Bus2= | SX2710510C | .1 | .2 | linecode=4/0Triplex | length=50 | units=ft
New | Line. | Tpx138651C0 | Bus1=X3197628C.1.2 | Bus2= | SX3197628C | .1 | .2 | linecode=4/0Triplex | length=50 | units=ft
New | Line. | Tpx138652C0 | Bus1=X2766718C.1.2 | Bus2= | SX2766718C | .1 | .2 | linecode=4/0Triplex | length=50 | units=ft
New | Line. | Tpx138655A0 | Bus1=X3010556A.1.2 | Bus2= | SX3010556A | .1 | .2 | linecode=4/0Triplex | length=50 | units=ft
New | Line. | Tpx138679A0 | Bus1=X2710520A.1.2 | Bus2= | SX2710520A | .1 | .2 | linecode=4/0Triplex | length=50 | units=ft
New | Line. | Tpx138680A0 | Bus1=X2710521A.1.2 | Bus2= | SX2710521A | .1 | .2 | linecode=4/0Triplex | length=50 | units=ft
New | Line. | Tpx138684A0 | Bus1=X3085396A.1.2 | Bus2= | SX3085396A | .1 | .2 | linecode=4/0Triplex | length=50 | units=ft
New | Line. | Tpx138685A0 | Bus1=X3122813A.1.2 | Bus2= | SX3122813A | .1 | .2 | linecode=4/0Triplex | length=50 | units=ft
New | Line. | Tpx138716C0 | Bus1=X3254219C.1.2 | Bus2= | SX3254219C | .1 | .2 | linecode=4/0Triplex | length=50 | units=ft
New | Line. | Tpx138717C0 | Bus1=X3254220C.1.2 | Bus2= | SX3254220C | .1 | .2 | linecode=4/0Triplex | length=50 | units=ft
New | Line. | Tpx138718C0 | Bus1=X3104134C.1.2 | Bus2= | SX3104134C | .1 | .2 | linecode=4/0Triplex | length=50 | units=ft
New | Line. | Tpx138719A0 | Bus1=X2860490A.1.2 | Bus2= | SX2860490A | .1 | .2 | linecode=4/0Triplex | length=50 | units=ft
New | Line. | Tpx138720A0 | Bus1=X3254218A.1.2 | Bus2= | SX3254218A | .1 | .2 | linecode=4/0Triplex | length=50 | units=ft
New | Line. | Tpx138751B0 | Bus1=X3066818B.1.2 | Bus2= | SX3066818B | .1 | .2 | linecode=4/0Triplex | length=50 | units=ft
New | Line. | Tpx138752B0 | Bus1=X2785528B.1.2 | Bus2= | SX2785528B | .1 | .2 | linecode=4/0Triplex | length=50 | units=ft
New | Line. | Tpx138753B0 | Bus1=X2748130B.1.2 | Bus2= | SX2748130B | .1 | .2 | linecode=4/0Triplex | length=50 | units=ft
New | Line. | Tpx138754B0 | Bus1=X3254212B.1.2 | Bus2= | SX3254212B | .1 | .2 | linecode=4/0Triplex | length=50 | units=ft
New | Line. | Tpx138755B0 | Bus1=X2785520B.1.2 | Bus2= | SX2785520B | .1 | .2 | linecode=4/0Triplex | length=50 | units=ft
New | Line. | Tpx138769A0 | Bus1=X2729411A.1.2 | Bus2= | SX2729411A | .1 | .2 | linecode=4/0Triplex | length=50 | units=ft
New | Line. | Tpx138770A0 | Bus1=X2897781A.1.2 | Bus2= | SX2897781A | .1 | .2 | linecode=4/0Triplex | length=50 | units=ft
New | Line. | Tpx138771A0 | Bus1=X3197644A.1.2 | Bus2= | SX3197644A | .1 | .2 | linecode=4/0Triplex | length=50 | units=ft
New | Line. | Tpx138776C0 | Bus1=X3010566C.1.2 | Bus2= | SX3010566C | .1 | .2 | linecode=4/0Triplex | length=50 | units=ft
New | Line. | Tpx138796B0 | Bus1=X3236011B.1.2 | Bus2= | SX3236011B | .1 | .2 | linecode=4/0Triplex | length=50 | units=ft
New | Line. | Tpx138797B0 | Bus1=X3198358B.1.2 | Bus2= | SX3198358B | .1 | .2 | linecode=4/0Triplex | length=50 | units=ft
New | Line. | Tpx138798B0 | Bus1=X3104859B.1.2 | Bus2= | SX3104859B | .1 | .2 | linecode=4/0Triplex | length=50 | units=ft
New | Line. | Tpx157715B0 | Bus1=X2936275B.1.2 | Bus2= | SX2936275B | .1 | .2 | linecode=4/0Triplex | length=50 | units=ft
New | Line. | Tpx157716B0 | Bus1=X3179674B.1.2 | Bus2= | SX3179674B | .1 | .2 | linecode=4/0Triplex | length=50 | units=ft
New | Line. | Tpx157717B0 | Bus1=X2748840B.1.2 | Bus2= | SX2748840B | .1 | .2 | linecode=4/0Triplex | length=50 | units=ft
New | Line. | Tpx157718B0 | Bus1=X3142099B.1.2 | Bus2= | SX3142099B | .1 | .2 | linecode=4/0Triplex | length=50 | units=ft
New | Line. | Tpx207286C0 | Bus1=X3011298C.1.2 | Bus2= | SX3011298C | .1 | .2 | linecode=4/0Triplex | length=50 | units=ft
New | Line. | Tpx207287B0 | Bus1=X2711234B.1.2 | Bus2= | SX2711234B | .1 | .2 | linecode=4/0Triplex | length=50 | units=ft
New | Line. | Tpx207288B0 | Bus1=X3198355B.1.2 | Bus2= | SX3198355B | .1 | .2 | linecode=4/0Triplex | length=50 | units=ft
New | Line. | Tpx207290A0 | Bus1=X2879773A.1.2 | Bus2= | SX2879773A | .1 | .2 | linecode=4/0Triplex | length=50 | units=ft
New | Line. | Tpx207291C0 | Bus1=X2786274C.1.2 | Bus2= | SX2786274C | .1 | .2 | linecode=4/0Triplex | length=50 | units=ft
New | Line. | Tpx207292C0 | Bus1=X3179682C.1.2 | Bus2= | SX3179682C | .1 | .2 | linecode=4/0Triplex | length=50 | units=ft
New | Line. | Tpx218472A0 | Bus1=X2936270A.1.2 | Bus2= | SX2936270A | .1 | .2 | linecode=4/0Triplex | length=50 | units=ft
New | Line. | Tpx218473A0 | Bus1=X3086078A.1.2 | Bus2= | SX3086078A | .1 | .2 | linecode=4/0Triplex | length=50 | units=ft
New | Line. | Tpx218474A0 | Bus1=X3217056A.1.2 | Bus2= | SX3217056A | .1 | .2 | linecode=4/0Triplex | length=50 | units=ft
New | Line. | Tpx218475A0 | Bus1=X3217057A.1.2 | Bus2= | SX3217057A | .1 | .2 | linecode=4/0Triplex | length=50 | units=ft
New | Line. | Tpx223655C0 | Bus1=X2936268C.1.2 | Bus2= | SX2936268C | .1 | .2 | linecode=4/0Triplex | length=50 | units=ft
New | Line. | Tpx223658A0 | Bus1=X2823592A.1.2 | Bus2= | SX2823592A | .1 | .2 | linecode=4/0Triplex | length=50 | units=ft
New | Line. | Tpx223660C0 | Bus1=X3160863C.1.2 | Bus2= | SX3160863C | .1 | .2 | linecode=4/0Triplex | length=50 | units=ft
New | Line. | Tpx223661C0 | Bus1=X2730108C.1.2 | Bus2= | SX2730108C | .1 | .2 | linecode=4/0Triplex | length=50 | units=ft
New | Line. | Tpx223662C0 | Bus1=X2786204C.1.2 | Bus2= | SX2786204C | .1 | .2 | linecode=4/0Triplex | length=50 | units=ft
New | Line. | Tpx223663C0 | Bus1=X2936216C.1.2 | Bus2= | SX2936216C | .1 | .2 | linecode=4/0Triplex | length=50 | units=ft
New | Line. | Tpx247036C0 | Bus1=X3029498C.1.2 | Bus2= | SX3029498C | .1 | .2 | linecode=4/0Triplex | length=50 | units=ft
New | Line. | Tpx247056A0 | Bus1=X2991912A.1.2 | Bus2= | SX2991912A | .1 | .2 | linecode=4/0Triplex | length=50 | units=ft
New | Line. | Tpx247057A0 | Bus1=X3104128A.1.2 | Bus2= | SX3104128A | .1 | .2 | linecode=4/0Triplex | length=50 | units=ft
New | Line. | Tpx247058A0 | Bus1=X2673315A.1.2 | Bus2= | SX2673315A | .1 | .2 | linecode=4/0Triplex | length=50 | units=ft
New | Line. | Tpx247059A0 | Bus1=X2766721A.1.2 | Bus2= | SX2766721A | .1 | .2 | linecode=4/0Triplex | length=50 | units=ft
New | Line. | Tpx247060A0 | Bus1=X2991906A.1.2 | Bus2= | SX2991906A | .1 | .2 | linecode=4/0Triplex | length=50 | units=ft
New | Line. | Tpx247061A0 | Bus1=X2879054A.1.2 | Bus2= | SX2879054A | .1 | .2 | linecode=4/0Triplex | length=50 | units=ft
New | Line. | Tpx247084B0 | Bus1=X3254211B.1.2 | Bus2= | SX3254211B | .1 | .2 | linecode=4/0Triplex | length=50 | units=ft
New | Line. | Tpx247100B0 | Bus1=X2729407B.1.2 | Bus2= | SX2729407B | .1 | .2 | linecode=4/0Triplex | length=50 | units=ft
New | Line. | Tpx247105B0 | Bus1=X2691942B.1.2 | Bus2= | SX2691942B | .1 | .2 | linecode=4/0Triplex | length=50 | units=ft
New | Line. | Tpx247122B0 | Bus1=X3197629B.1.2 | Bus2= | SX3197629B | .1 | .2 | linecode=4/0Triplex | length=50 | units=ft
New | Line. | Tpx247126B0 | Bus1=X2879065B.1.2 | Bus2= | SX2879065B | .1 | .2 | linecode=4/0Triplex | length=50 | units=ft
New | Line. | Tpx247160B0 | bus1=X0247160B.1.2 | Bus2= | SX0247160B | .1 | .2 | linecode=4/0Triplex | length=50 | units=ft
New | Line. | Tpx247162B0 | bus1=X0247162B.1.2 | Bus2= | SX0247162B | .1 | .2 | linecode=4/0Triplex | length=50 | units=ft
New | Line. | Tpx247164B0 | Bus1=X2766732B.1.2 | Bus2= | SX2766732B | .1 | .2 | linecode=4/0Triplex | length=50 | units=ft
New | Line. | Tpx247170B0 | Bus1=X2897784B.1.2 | Bus2= | SX2897784B | .1 | .2 | linecode=4/0Triplex | length=50 | units=ft
New | Line. | Tpx247171B0 | bus1=X0247171B.1.2 | Bus2= | SX0247171B | .1 | .2 | linecode=4/0Triplex | length=50 | units=ft
New | Line. | Tpx247184C0 | Bus1=X2936279C.1.2 | Bus2= | SX2936279C | .1 | .2 | linecode=4/0Triplex | length=50 | units=ft
New | Line. | Tpx247185B0 | Bus1=X3179678B.1.2 | Bus2= | SX3179678B | .1 | .2 | linecode=4/0Triplex | length=50 | units=ft
New | Line. | Tpx251828B0 | Bus1=X3179650B.1.2 | Bus2= | SX3179650B | .1 | .2 | linecode=4/0Triplex | length=50 | units=ft
New | Line. | Tpx251855C0 | Bus1=X2730107C.1.2 | Bus2= | SX2730107C | .1 | .2 | linecode=4/0Triplex | length=50 | units=ft
New | Line. | Tpx251856C0 | Bus1=X3048888C.1.2 | Bus2= | SX3048888C | .1 | .2 | linecode=4/0Triplex | length=50 | units=ft
New | Line. | Tpx251857C0 | Bus1=X3064514C.1.2 | Bus2= | SX3064514C | .1 | .2 | linecode=4/0Triplex | length=50 | units=ft
New | Line. | Tpx251858C0 | Bus1=X2861158C.1.2 | Bus2= | SX2861158C | .1 | .2 | linecode=4/0Triplex | length=50 | units=ft
New | Line. | Tpx251859C0 | Bus1=X2952007C.1.2 | Bus2= | SX2952007C | .1 | .2 | linecode=4/0Triplex | length=50 | units=ft
New | Line. | Tpx251862C0 | Bus1=X3254873C.1.2 | Bus2= | SX3254873C | .1 | .2 | linecode=4/0Triplex | length=50 | units=ft
New | Line. | Tpx251863C0 | Bus1=X2745811C.1.2 | Bus2= | SX2745811C | .1 | .2 | linecode=4/0Triplex | length=50 | units=ft
New | Line. | Tpx251865C0 | Bus1=X3142050C.1.2 | Bus2= | SX3142050C | .1 | .2 | linecode=4/0Triplex | length=50 | units=ft
New | Line. | Tpx251867C0 | Bus1=X2861157C.1.2 | Bus2= | SX2861157C | .1 | .2 | linecode=4/0Triplex | length=50 | units=ft
New | Line. | Tpx260457B0 | Bus1=X3086079B.1.2 | Bus2= | SX3086079B | .1 | .2 | linecode=4/0Triplex | length=50 | units=ft
New | Line. | Tpx260458B0 | Bus1=X2936276B.1.2 | Bus2= | SX2936276B | .1 | .2 | linecode=4/0Triplex | length=50 | units=ft
New | Line. | Tpx260461B0 | Bus1=X2861223B.1.2 | Bus2= | SX2861223B | .1 | .2 | linecode=4/0Triplex | length=50 | units=ft
New | Line. | Tpx260463B0 | Bus1=X3086075B.1.2 | Bus2= | SX3086075B | .1 | .2 | linecode=4/0Triplex | length=50 | units=ft
New | Line. | Tpx260464A0 | Bus1=X2730187A.1.2 | Bus2= | SX2730187A | .1 | .2 | linecode=4/0Triplex | length=50 | units=ft
New | Line. | Tpx260467A0 | Bus1=X3104856A.1.2 | Bus2= | SX3104856A | .1 | .2 | linecode=4/0Triplex | length=50 | units=ft
New | Line. | Tpx260473A0 | Bus1=X2861222A.1.2 | Bus2= | SX2861222A | .1 | .2 | linecode=4/0Triplex | length=50 | units=ft
New | Line. | Tpx260474A0 | Bus1=X2917330A.1.2 | Bus2= | SX2917330A | .1 | .2 | linecode=4/0Triplex | length=50 | units=ft
New | Line. | Tpx260475A0 | Bus1=X2879794A.1.2 | Bus2= | SX2879794A | .1 | .2 | linecode=4/0Triplex | length=50 | units=ft
New | Line. | Tpx260476A0 | Bus1=X2936271A.1.2 | Bus2= | SX2936271A | .1 | .2 | linecode=4/0Triplex | length=50 | units=ft
New | Line. | Tpx260479A0 | Bus1=X2955074A.1.2 | Bus2= | SX2955074A | .1 | .2 | linecode=4/0Triplex | length=50 | units=ft
New | Line. | Tpx260480C0 | Bus1=X3030199C.1.2 | Bus2= | SX3030199C | .1 | .2 | linecode=4/0Triplex | length=50 | units=ft
New | Line. | Tpx260481C0 | Bus1=X2730163C.1.2 | Bus2= | SX2730163C | .1 | .2 | linecode=4/0Triplex | length=50 | units=ft
New | Line. | Tpx260484A0 | Bus1=X2992624A.1.2 | Bus2= | SX2992624A | .1 | .2 | linecode=4/0Triplex | length=50 | units=ft
New | Line. | Tpx260487A0 | Bus1=X2692654A.1.2 | Bus2= | SX2692654A | .1 | .2 | linecode=4/0Triplex | length=50 | units=ft
New | Line. | Tpx260488A0 | Bus1=X2842379A.1.2 | Bus2= | SX2842379A | .1 | .2 | linecode=4/0Triplex | length=50 | units=ft
New | Line. | Tpx260491C0 | Bus1=X2805031C.1.2 | Bus2= | SX2805031C | .1 | .2 | linecode=4/0Triplex | length=50 | units=ft
New | Line. | Tpx260494B0 | Bus1=X3068944B.1.2 | Bus2= | SX3068944B | .1 | .2 | linecode=4/0Triplex | length=50 | units=ft
New | Line. | Tpx260495B0 | Bus1=X2767407B.1.2 | Bus2= | SX2767407B | .1 | .2 | linecode=4/0Triplex | length=50 | units=ft
New | Line. | Tpx260496B0 | Bus1=X2879767B.1.2 | Bus2= | SX2879767B | .1 | .2 | linecode=4/0Triplex | length=50 | units=ft
New | Line. | Tpx260500B0 | Bus1=X2711224B.1.2 | Bus2= | SX2711224B | .1 | .2 | linecode=4/0Triplex | length=50 | units=ft
New | Line. | Tpx260501B0 | Bus1=X3142098B.1.2 | Bus2= | SX3142098B | .1 | .2 | linecode=4/0Triplex | length=50 | units=ft
New | Line. | Tpx260502B0 | Bus1=X2748839B.1.2 | Bus2= | SX2748839B | .1 | .2 | linecode=4/0Triplex | length=50 | units=ft
New | Line. | Tpx260503B0 | Bus1=X2917310B.1.2 | Bus2= | SX2917310B | .1 | .2 | linecode=4/0Triplex | length=50 | units=ft
New | Line. | Tpx260505C0 | Bus1=X2861218C.1.2 | Bus2= | SX2861218C | .1 | .2 | linecode=4/0Triplex | length=50 | units=ft
New | Line. | Tpx260508A0 | Bus1=X2955081A.1.2 | Bus2= | SX2955081A | .1 | .2 | linecode=4/0Triplex | length=50 | units=ft
New | Line. | Tpx260511C0 | Bus1=X3160878C.1.2 | Bus2= | SX3160878C | .1 | .2 | linecode=4/0Triplex | length=50 | units=ft
New | Line. | Tpx260513C0 | Bus1=X2917336C.1.2 | Bus2= | SX2917336C | .1 | .2 | linecode=4/0Triplex | length=50 | units=ft
New | Line. | Tpx260514C0 | Bus1=X2674047C.1.2 | Bus2= | SX2674047C | .1 | .2 | linecode=4/0Triplex | length=50 | units=ft
New | Line. | Tpx260515A0 | Bus1=X3160865A.1.2 | Bus2= | SX3160865A | .1 | .2 | linecode=4/0Triplex | length=50 | units=ft
New | Line. | Tpx260517C0 | Bus1=X2767408C.1.2 | Bus2= | SX2767408C | .1 | .2 | linecode=4/0Triplex | length=50 | units=ft
New | Line. | Tpx260518C0 | Bus1=X3104853C.1.2 | Bus2= | SX3104853C | .1 | .2 | linecode=4/0Triplex | length=50 | units=ft
New | Line. | Tpx260520B0 | Bus1=X3254915B.1.2 | Bus2= | SX3254915B | .1 | .2 | linecode=4/0Triplex | length=50 | units=ft
New | Line. | Tpx260521B0 | Bus1=X3048963B.1.2 | Bus2= | SX3048963B | .1 | .2 | linecode=4/0Triplex | length=50 | units=ft
New | Line. | Tpx260527B0 | Bus1=X2711226B.1.2 | Bus2= | SX2711226B | .1 | .2 | linecode=4/0Triplex | length=50 | units=ft
New | Line. | Tpx260528C0 | Bus1=X3217052C.1.2 | Bus2= | SX3217052C | .1 | .2 | linecode=4/0Triplex | length=50 | units=ft
New | Line. | Tpx260529C0 | Bus1=X3217053C.1.2 | Bus2= | SX3217053C | .1 | .2 | linecode=4/0Triplex | length=50 | units=ft
New | Line. | Tpx260532C0 | Bus1=X3086074C.1.2 | Bus2= | SX3086074C | .1 | .2 | linecode=4/0Triplex | length=50 | units=ft
New | Line. | Tpx260535C0 | Bus1=X3067507C.1.2 | Bus2= | SX3067507C | .1 | .2 | linecode=4/0Triplex | length=50 | units=ft
New | Line. | Tpx260542A0 | Bus1=X2955078A.1.2 | Bus2= | SX2955078A | .1 | .2 | linecode=4/0Triplex | length=50 | units=ft
New | Line. | Tpx260543C0 | Bus1=X2955077C.1.2 | Bus2= | SX2955077C | .1 | .2 | linecode=4/0Triplex | length=50 | units=ft
New | Line. | Tpx260551C0 | Bus1=X3160872C.1.2 | Bus2= | SX3160872C | .1 | .2 | linecode=4/0Triplex | length=50 | units=ft
New | Line. | Tpx260552A0 | Bus1=X3198348A.1.2 | Bus2= | SX3198348A | .1 | .2 | linecode=4/0Triplex | length=50 | units=ft
New | Line. | Tpx260553C0 | Bus1=X2711225C.1.2 | Bus2= | SX2711225C | .1 | .2 | linecode=4/0Triplex | length=50 | units=ft
New | Line. | Tpx260554C0 | Bus1=X3030200C.1.2 | Bus2= | SX3030200C | .1 | .2 | linecode=4/0Triplex | length=50 | units=ft
New | Line. | Tpx260555A0 | Bus1=X3048962A.1.2 | Bus2= | SX3048962A | .1 | .2 | linecode=4/0Triplex | length=50 | units=ft
New | Line. | Tpx260558C0 | Bus1=X3160861C.1.2 | Bus2= | SX3160861C | .1 | .2 | linecode=4/0Triplex | length=50 | units=ft
New | Line. | Tpx260561C0 | Bus1=X3104850C.1.2 | Bus2= | SX3104850C | .1 | .2 | linecode=4/0Triplex | length=50 | units=ft
New | Line. | Tpx260562A0 | Bus1=X3251799A.1.2 | Bus2= | SX3251799A | .1 | .2 | linecode=4/0Triplex | length=50 | units=ft
New | Line. | Tpx260567C0 | Bus1=X2936211C.1.2 | Bus2= | SX2936211C | .1 | .2 | linecode=4/0Triplex | length=50 | units=ft
New | Line. | Tpx260568C0 | Bus1=X2842329C.1.2 | Bus2= | SX2842329C | .1 | .2 | linecode=4/0Triplex | length=50 | units=ft
New | Line. | Tpx260569C0 | Bus1=X3104796C.1.2 | Bus2= | SX3104796C | .1 | .2 | linecode=4/0Triplex | length=50 | units=ft
New | Line. | Tpx260572C0 | Bus1=X3236004C.1.2 | Bus2= | SX3236004C | .1 | .2 | linecode=4/0Triplex | length=50 | units=ft
New | Line. | Tpx260573C0 | Bus1=X3160896C.1.2 | Bus2= | SX3160896C | .1 | .2 | linecode=4/0Triplex | length=50 | units=ft
New | Line. | Tpx260574C0 | Bus1=X3123452C.1.2 | Bus2= | SX3123452C | .1 | .2 | linecode=4/0Triplex | length=50 | units=ft
New | Line. | Tpx260575B0 | Bus1=X3254869B.1.2 | Bus2= | SX3254869B | .1 | .2 | linecode=4/0Triplex | length=50 | units=ft
New | Line. | Tpx260576C0 | Bus1=X3030126C.1.2 | Bus2= | SX3030126C | .1 | .2 | linecode=4/0Triplex | length=50 | units=ft
New | Line. | Tpx260577C0 | Bus1=X2767341C.1.2 | Bus2= | SX2767341C | .1 | .2 | linecode=4/0Triplex | length=50 | units=ft
New | Line. | Tpx260581C0 | Bus1=X3254870C.1.2 | Bus2= | SX3254870C | .1 | .2 | linecode=4/0Triplex | length=50 | units=ft
New | Line. | Tpx260586B0 | Bus1=X3048887B.1.2 | Bus2= | SX3048887B | .1 | .2 | linecode=4/0Triplex | length=50 | units=ft
New | Line. | Tpx260589B0 | Bus1=X2955005B.1.2 | Bus2= | SX2955005B | .1 | .2 | linecode=4/0Triplex | length=50 | units=ft
New | Line. | Tpx260590B0 | Bus1=X3216988B.1.2 | Bus2= | SX3216988B | .1 | .2 | linecode=4/0Triplex | length=50 | units=ft
New | Line. | Tpx260591B0 | Bus1=X3179607B.1.2 | Bus2= | SX3179607B | .1 | .2 | linecode=4/0Triplex | length=50 | units=ft
New | Line. | Tpx260594A0 | Bus1=X2898457A.1.2 | Bus2= | SX2898457A | .1 | .2 | linecode=4/0Triplex | length=50 | units=ft
New | Line. | Tpx260595A0 | Bus1=X2767340A.1.2 | Bus2= | SX2767340A | .1 | .2 | linecode=4/0Triplex | length=50 | units=ft
New | Line. | Tpx260595B0 | Bus1=X2767340B.1.2 | Bus2= | SX2767340B | .1 | .2 | linecode=4/0Triplex | length=50 | units=ft
New | Line. | Tpx260595C0 | Bus1=X2767340C.1.2 | Bus2= | SX2767340C | .1 | .2 | linecode=4/0Triplex | length=50 | units=ft
New | Line. | Tpx260598A0 | Bus1=X3067478A.1.2 | Bus2= | SX3067478A | .1 | .2 | linecode=4/0Triplex | length=50 | units=ft
New | Line. | Tpx260601C0 | Bus1=X2730149C.1.2 | Bus2= | SX2730149C | .1 | .2 | linecode=4/0Triplex | length=50 | units=ft
New | Line. | Tpx260602B0 | Bus1=X2989566B.1.2 | Bus2= | SX2989566B | .1 | .2 | linecode=4/0Triplex | length=50 | units=ft
New | Line. | Tpx260605A0 | Bus1=X2973791A.1.2 | Bus2= | SX2973791A | .1 | .2 | linecode=4/0Triplex | length=50 | units=ft
New | Line. | Tpx260607B0 | Bus1=X3029055B.1.2 | Bus2= | SX3029055B | .1 | .2 | linecode=4/0Triplex | length=50 | units=ft
New | Line. | Tpx260620C0 | Bus1=X3067506C.1.2 | Bus2= | SX3067506C | .1 | .2 | linecode=4/0Triplex | length=50 | units=ft
New | Line. | Tpx260621C0 | Bus1=X2898515C.1.2 | Bus2= | SX2898515C | .1 | .2 | linecode=4/0Triplex | length=50 | units=ft
New | Line. | Tpx260622C0 | Bus1=X3198347C.1.2 | Bus2= | SX3198347C | .1 | .2 | linecode=4/0Triplex | length=50 | units=ft
New | Line. | Tpx260624C0 | Bus1=X3048946C.1.2 | Bus2= | SX3048946C | .1 | .2 | linecode=4/0Triplex | length=50 | units=ft
New | Line. | Tpx260625C0 | Bus1=X3048966C.1.2 | Bus2= | SX3048966C | .1 | .2 | linecode=4/0Triplex | length=50 | units=ft
New | Line. | Tpx260627A0 | Bus1=X2992656A.1.2 | Bus2= | SX2992656A | .1 | .2 | linecode=4/0Triplex | length=50 | units=ft
New | Line. | Tpx260630B0 | Bus1=X2973833B.1.2 | Bus2= | SX2973833B | .1 | .2 | linecode=4/0Triplex | length=50 | units=ft
New | Line. | Tpx260631A0 | Bus1=X2786266A.1.2 | Bus2= | SX2786266A | .1 | .2 | linecode=4/0Triplex | length=50 | units=ft
New | Line. | Tpx260632A0 | Bus1=X2917333A.1.2 | Bus2= | SX2917333A | .1 | .2 | linecode=4/0Triplex | length=50 | units=ft
New | Line. | Tpx260634A0 | Bus1=X2842383A.1.2 | Bus2= | SX2842383A | .1 | .2 | linecode=4/0Triplex | length=50 | units=ft
New | Line. | Tpx260637C0 | Bus1=X2842384C.1.2 | Bus2= | SX2842384C | .1 | .2 | linecode=4/0Triplex | length=50 | units=ft
New | Line. | Tpx260638C0 | Bus1=X3160871C.1.2 | Bus2= | SX3160871C | .1 | .2 | linecode=4/0Triplex | length=50 | units=ft
New | Line. | Tpx260639C0 | Bus1=X3030203C.1.2 | Bus2= | SX3030203C | .1 | .2 | linecode=4/0Triplex | length=50 | units=ft
New | Line. | Tpx260640C0 | Bus1=X3179673C.1.2 | Bus2= | SX3179673C | .1 | .2 | linecode=4/0Triplex | length=50 | units=ft
New | Line. | Tpx260641B0 | Bus1=X3048965B.1.2 | Bus2= | SX3048965B | .1 | .2 | linecode=4/0Triplex | length=50 | units=ft
New | Line. | Tpx260643A0 | Bus1=X2692660A.1.2 | Bus2= | SX2692660A | .1 | .2 | linecode=4/0Triplex | length=50 | units=ft
New | Line. | Tpx260647A0 | Bus1=X2805034A.1.2 | Bus2= | SX2805034A | .1 | .2 | linecode=4/0Triplex | length=50 | units=ft
New | Line. | Tpx260648A0 | Bus1=X2898522A.1.2 | Bus2= | SX2898522A | .1 | .2 | linecode=4/0Triplex | length=50 | units=ft
New | Line. | Tpx260650A0 | Bus1=X2692661A.1.2 | Bus2= | SX2692661A | .1 | .2 | linecode=4/0Triplex | length=50 | units=ft
New | Line. | Tpx262075C0 | Bus1=X3067448C.1.2 | Bus2= | SX3067448C | .1 | .2 | linecode=4/0Triplex | length=50 | units=ft
New | Line. | Tpx274903C0 | Bus1=X2935552C.1.2 | Bus2= | SX2935552C | .1 | .2 | linecode=4/0Triplex | length=50 | units=ft
New | Line. | Tpx274985C0 | Bus1=X2822864C.1.2 | Bus2= | SX2822864C | .1 | .2 | linecode=4/0Triplex | length=50 | units=ft
New | Line. | Tpx274986C0 | Bus1=X2822865C.1.2 | Bus2= | SX2822865C | .1 | .2 | linecode=4/0Triplex | length=50 | units=ft
New | Line. | Tpx274987C0 | Bus1=X2916605C.1.2 | Bus2= | SX2916605C | .1 | .2 | linecode=4/0Triplex | length=50 | units=ft
New | Line. | Tpx274988C0 | Bus1=X3085394C.1.2 | Bus2= | SX3085394C | .1 | .2 | linecode=4/0Triplex | length=50 | units=ft
New | Line. | Tpx274992C0 | Bus1=X2804250C.1.2 | Bus2= | SX2804250C | .1 | .2 | linecode=4/0Triplex | length=50 | units=ft
New | Line. | Tpx274994C0 | Bus1=X3048205C.1.2 | Bus2= | SX3048205C | .1 | .2 | linecode=4/0Triplex | length=50 | units=ft
New | Line. | Tpx274997C0 | Bus1=X3048228C.1.2 | Bus2= | SX3048228C | .1 | .2 | linecode=4/0Triplex | length=50 | units=ft
New | Line. | Tpx274999C0 | Bus1=X2935550C.1.2 | Bus2= | SX2935550C | .1 | .2 | linecode=4/0Triplex | length=50 | units=ft
New | Line. | Tpx275000C0 | Bus1=X2710509C.1.2 | Bus2= | SX2710509C | .1 | .2 | linecode=4/0Triplex | length=50 | units=ft
New | Line. | Tpx275001C0 | Bus1=X2822862C.1.2 | Bus2= | SX2822862C | .1 | .2 | linecode=4/0Triplex | length=50 | units=ft
New | Line. | Tpx275002C0 | Bus1=X3066806C.1.2 | Bus2= | SX3066806C | .1 | .2 | linecode=4/0Triplex | length=50 | units=ft
New | Line. | Tpx275007C0 | Bus1=X2916606C.1.2 | Bus2= | SX2916606C | .1 | .2 | linecode=4/0Triplex | length=50 | units=ft
New | Line. | Tpx275008C0 | Bus1=X3235243C.1.2 | Bus2= | SX3235243C | .1 | .2 | linecode=4/0Triplex | length=50 | units=ft
New | Line. | Tpx275247B0 | Bus1=X2786273B.1.2 | Bus2= | SX2786273B | .1 | .2 | linecode=4/0Triplex | length=50 | units=ft
New | Line. | Tpx275248B0 | Bus1=X2805036B.1.2 | Bus2= | SX2805036B | .1 | .2 | linecode=4/0Triplex | length=50 | units=ft
New | Line. | Tpx293422C0 | Bus1=X3178997C.1.2 | Bus2= | SX3178997C | .1 | .2 | linecode=4/0Triplex | length=50 | units=ft
New | Line. | Tpx293423B0 | Bus1=X3122849B.1.2 | Bus2= | SX3122849B | .1 | .2 | linecode=4/0Triplex | length=50 | units=ft
New | Line. | Tpx293424C0 | Bus1=X2766750C.1.2 | Bus2= | SX2766750C | .1 | .2 | linecode=4/0Triplex | length=50 | units=ft
New | Line. | Tpx293425A0 | Bus1=X2763153A.1.2 | Bus2= | SX2763153A | .1 | .2 | linecode=4/0Triplex | length=50 | units=ft
New | Line. | Tpx293427C0 | Bus1=X3104157C.1.2 | Bus2= | SX3104157C | .1 | .2 | linecode=4/0Triplex | length=50 | units=ft
New | Line. | Tpx293471A0 | bus1=X_293471A.1.2 | Bus2= | SX_293471A | .1 | .2 | linecode=4/0Triplex | length=50 | units=ft
New | Line. | Tpx293471B0 | bus1=X_293471B.1.2 | Bus2= | SX_293471B | .1 | .2 | linecode=4/0Triplex | length=50 | units=ft
New | Line. | Tpx293471C0 | bus1=X_293471C.1.2 | Bus2= | SX_293471C | .1 | .2 | linecode=4/0Triplex | length=50 | units=ft
New | Line. | Tpx293480A0 | Bus1=X2748158A.1.2 | Bus2= | SX2748158A | .1 | .2 | linecode=4/0Triplex | length=50 | units=ft
New | Line. | Tpx293483A0 | Bus1=X3104133A.1.2 | Bus2= | SX3104133A | .1 | .2 | linecode=4/0Triplex | length=50 | units=ft
New | Line. | Tpx293486C0 | Bus1=X2673346C.1.2 | Bus2= | SX2673346C | .1 | .2 | linecode=4/0Triplex | length=50 | units=ft
New | Line. | Tpx293487B0 | Bus1=X3254238B.1.2 | Bus2= | SX3254238B | .1 | .2 | linecode=4/0Triplex | length=50 | units=ft
New | Line. | Tpx293490C0 | Bus1=X3048230C.1.2 | Bus2= | SX3048230C | .1 | .2 | linecode=4/0Triplex | length=50 | units=ft
New | Line. | Tpx293492C0 | Bus1=X2841637C.1.2 | Bus2= | SX2841637C | .1 | .2 | linecode=4/0Triplex | length=50 | units=ft
New | Line. | Tpx293518B0 | Bus1=X2897780B.1.2 | Bus2= | SX2897780B | .1 | .2 | linecode=4/0Triplex | length=50 | units=ft
New | Line. | Tpx293519B0 | Bus1=X3235255B.1.2 | Bus2= | SX3235255B | .1 | .2 | linecode=4/0Triplex | length=50 | units=ft
New | Line. | Tpx293521A0 | Bus1=X3216370A.1.2 | Bus2= | SX3216370A | .1 | .2 | linecode=4/0Triplex | length=50 | units=ft
New | Line. | Tpx293521B0 | Bus1=X3216370B.1.2 | Bus2= | SX3216370B | .1 | .2 | linecode=4/0Triplex | length=50 | units=ft
New | Line. | Tpx293521C0 | Bus1=X3216370C.1.2 | Bus2= | SX3216370C | .1 | .2 | linecode=4/0Triplex | length=50 | units=ft
New | Line. | Tpx293522A0 | Bus1=X2785527A.1.2 | Bus2= | SX2785527A | .1 | .2 | linecode=4/0Triplex | length=50 | units=ft
New | Line. | Tpx293523A0 | Bus1=X2766729A.1.2 | Bus2= | SX2766729A | .1 | .2 | linecode=4/0Triplex | length=50 | units=ft
New | Line. | Tpx293591A0 | Bus1=X3197641A.1.2 | Bus2= | SX3197641A | .1 | .2 | linecode=4/0Triplex | length=50 | units=ft
New | Line. | Tpx293592A0 | Bus1=X2973161A.1.2 | Bus2= | SX2973161A | .1 | .2 | linecode=4/0Triplex | length=50 | units=ft
New | Line. | Tpx293608C0 | Bus1=X2673306C.1.2 | Bus2= | SX2673306C | .1 | .2 | linecode=4/0Triplex | length=50 | units=ft
New | Line. | Tpx293609C0 | Bus1=X2785515C.1.2 | Bus2= | SX2785515C | .1 | .2 | linecode=4/0Triplex | length=50 | units=ft
New | Line. | Tpx293644A0 | Bus1=X2729429A.1.2 | Bus2= | SX2729429A | .1 | .2 | linecode=4/0Triplex | length=50 | units=ft
New | Line. | Tpx293645A0 | Bus1=X2841633A.1.2 | Bus2= | SX2841633A | .1 | .2 | linecode=4/0Triplex | length=50 | units=ft
New | Line. | Tpx293652A0 | Bus1=X3235258A.1.2 | Bus2= | SX3235258A | .1 | .2 | linecode=4/0Triplex | length=50 | units=ft
New | Line. | Tpx293652B0 | Bus1=X3235258B.1.2 | Bus2= | SX3235258B | .1 | .2 | linecode=4/0Triplex | length=50 | units=ft
New | Line. | Tpx293652C0 | Bus1=X3235258C.1.2 | Bus2= | SX3235258C | .1 | .2 | linecode=4/0Triplex | length=50 | units=ft
New | Line. | Tpx293655A0 | Bus1=X2729414A.1.2 | Bus2= | SX2729414A | .1 | .2 | linecode=4/0Triplex | length=50 | units=ft
New | Line. | Tpx293655B0 | Bus1=X2729414B.1.2 | Bus2= | SX2729414B | .1 | .2 | linecode=4/0Triplex | length=50 | units=ft
New | Line. | Tpx293655C0 | Bus1=X2729414C.1.2 | Bus2= | SX2729414C | .1 | .2 | linecode=4/0Triplex | length=50 | units=ft
New | Line. | Tpx293656B0 | Bus1=X2973167B.1.2 | Bus2= | SX2973167B | .1 | .2 | linecode=4/0Triplex | length=50 | units=ft
New | Line. | Tpx293657B0 | Bus1=X3189189B.1.2 | Bus2= | SX3189189B | .1 | .2 | linecode=4/0Triplex | length=50 | units=ft
New | Line. | Tpx293658C0 | Bus1=X3189188C.1.2 | Bus2= | SX3189188C | .1 | .2 | linecode=4/0Triplex | length=50 | units=ft
New | Line. | Tpx293659C0 | Bus1=X2935560C.1.2 | Bus2= | SX2935560C | .1 | .2 | linecode=4/0Triplex | length=50 | units=ft
New | Line. | Tpx293660B0 | Bus1=X2916610B.1.2 | Bus2= | SX2916610B | .1 | .2 | linecode=4/0Triplex | length=50 | units=ft
New | Line. | Tpx293663C0 | Bus1=X3216368C.1.2 | Bus2= | SX3216368C | .1 | .2 | linecode=4/0Triplex | length=50 | units=ft
New | Line. | Tpx293664A0 | Bus1=X3207907A.1.2 | Bus2= | SX3207907A | .1 | .2 | linecode=4/0Triplex | length=50 | units=ft
New | Line. | Tpx293664B0 | Bus1=X3207907B.1.2 | Bus2= | SX3207907B | .1 | .2 | linecode=4/0Triplex | length=50 | units=ft
New | Line. | Tpx293664C0 | Bus1=X3207907C.1.2 | Bus2= | SX3207907C | .1 | .2 | linecode=4/0Triplex | length=50 | units=ft
New | Line. | Tpx293665C0 | Bus1=X2973166C.1.2 | Bus2= | SX2973166C | .1 | .2 | linecode=4/0Triplex | length=50 | units=ft
New | Line. | Tpx293666C0 | Bus1=X2710532C.1.2 | Bus2= | SX2710532C | .1 | .2 | linecode=4/0Triplex | length=50 | units=ft
New | Line. | Tpx293667A0 | Bus1=X2860504A.1.2 | Bus2= | SX2860504A | .1 | .2 | linecode=4/0Triplex | length=50 | units=ft
New | Line. | Tpx293668A0 | Bus1=X3085403A.1.2 | Bus2= | SX3085403A | .1 | .2 | linecode=4/0Triplex | length=50 | units=ft
New | Line. | Tpx293672A0 | Bus1=X2954355A.1.2 | Bus2= | SX2954355A | .1 | .2 | linecode=4/0Triplex | length=50 | units=ft
New | Line. | Tpx293673A0 | Bus1=X3122827A.1.2 | Bus2= | SX3122827A | .1 | .2 | linecode=4/0Triplex | length=50 | units=ft
New | Line. | Tpx293681A0 | Bus1=X3195751A.1.2 | Bus2= | SX3195751A | .1 | .2 | linecode=4/0Triplex | length=50 | units=ft
New | Line. | Tpx294786C0 | Bus1=X2766724C.1.2 | Bus2= | SX2766724C | .1 | .2 | linecode=4/0Triplex | length=50 | units=ft
New | Line. | Tpx294787A0 | Bus1=X3197647A.1.2 | Bus2= | SX3197647A | .1 | .2 | linecode=4/0Triplex | length=50 | units=ft
New | Line. | Tpx294788A0 | Bus1=X2821010A.1.2 | Bus2= | SX2821010A | .1 | .2 | linecode=4/0Triplex | length=50 | units=ft
New | Line. | Tpx294789A0 | Bus1=X2895461A.1.2 | Bus2= | SX2895461A | .1 | .2 | linecode=4/0Triplex | length=50 | units=ft
New | Line. | Tpx294809A0 | Bus1=X2952014A.1.2 | Bus2= | SX2952014A | .1 | .2 | linecode=4/0Triplex | length=50 | units=ft
New | Line. | Tpx294810A0 | Bus1=X3010585A.1.2 | Bus2= | SX3010585A | .1 | .2 | linecode=4/0Triplex | length=50 | units=ft
New | Line. | Tpx294812A0 | Bus1=X3120502A.1.2 | Bus2= | SX3120502A | .1 | .2 | linecode=4/0Triplex | length=50 | units=ft
New | Line. | Tpx294842A0 | Bus1=X3101789A.1.2 | Bus2= | SX3101789A | .1 | .2 | linecode=4/0Triplex | length=50 | units=ft
New | Line. | Tpx294843A0 | Bus1=X3178982A.1.2 | Bus2= | SX3178982A | .1 | .2 | linecode=4/0Triplex | length=50 | units=ft
New | Line. | Tpx294844A0 | Bus1=X2841623A.1.2 | Bus2= | SX2841623A | .1 | .2 | linecode=4/0Triplex | length=50 | units=ft
New | Line. | Tpx294845A0 | Bus1=X3010563A.1.2 | Bus2= | SX3010563A | .1 | .2 | linecode=4/0Triplex | length=50 | units=ft
New | Line. | Tpx302367B0 | Bus1=X2766727B.1.2 | Bus2= | SX2766727B | .1 | .2 | linecode=4/0Triplex | length=50 | units=ft
New | Line. | Tpx302368B0 | Bus1=X3029507B.1.2 | Bus2= | SX3029507B | .1 | .2 | linecode=4/0Triplex | length=50 | units=ft
New | Line. | Tpx302369B0 | Bus1=X3197643B.1.2 | Bus2= | SX3197643B | .1 | .2 | linecode=4/0Triplex | length=50 | units=ft
New | Line. | Tpx302370B0 | Bus1=X3122823B.1.2 | Bus2= | SX3122823B | .1 | .2 | linecode=4/0Triplex | length=50 | units=ft
New | Line. | Tpx302373B0 | Bus1=X2766726B.1.2 | Bus2= | SX2766726B | .1 | .2 | linecode=4/0Triplex | length=50 | units=ft
New | Line. | Tpx302374B0 | Bus1=X2785526B.1.2 | Bus2= | SX2785526B | .1 | .2 | linecode=4/0Triplex | length=50 | units=ft
New | Line. | Tpx302375B0 | Bus1=X2973162B.1.2 | Bus2= | SX2973162B | .1 | .2 | linecode=4/0Triplex | length=50 | units=ft
New | Line. | Tpx302392A0 | Bus1=X3010570A.1.2 | Bus2= | SX3010570A | .1 | .2 | linecode=4/0Triplex | length=50 | units=ft
New | Line. | Tpx302400A0 | Bus1=X2991919A.1.2 | Bus2= | SX2991919A | .1 | .2 | linecode=4/0Triplex | length=50 | units=ft
New | Line. | Tpx302402A0 | Bus1=X3122824A.1.2 | Bus2= | SX3122824A | .1 | .2 | linecode=4/0Triplex | length=50 | units=ft
New | Line. | Tpx302405A0 | Bus1=X2860489A.1.2 | Bus2= | SX2860489A | .1 | .2 | linecode=4/0Triplex | length=50 | units=ft
New | Line. | Tpx302410A0 | Bus1=X3104131A.1.2 | Bus2= | SX3104131A | .1 | .2 | linecode=4/0Triplex | length=50 | units=ft
New | Line. | Tpx302412A0 | Bus1=X3048210A.1.2 | Bus2= | SX3048210A | .1 | .2 | linecode=4/0Triplex | length=50 | units=ft
New | Line. | Tpx302468A0 | Bus1=X2897778A.1.2 | Bus2= | SX2897778A | .1 | .2 | linecode=4/0Triplex | length=50 | units=ft
New | Line. | Tpx302469A0 | Bus1=X3104132A.1.2 | Bus2= | SX3104132A | .1 | .2 | linecode=4/0Triplex | length=50 | units=ft
New | Line. | Tpx302471A0 | Bus1=X3085402A.1.2 | Bus2= | SX3085402A | .1 | .2 | linecode=4/0Triplex | length=50 | units=ft
New | Line. | Tpx302473A0 | Bus1=X2804252A.1.2 | Bus2= | SX2804252A | .1 | .2 | linecode=4/0Triplex | length=50 | units=ft
New | Line. | Tpx302474A0 | Bus1=X3048214A.1.2 | Bus2= | SX3048214A | .1 | .2 | linecode=4/0Triplex | length=50 | units=ft
New | Line. | Tpx302507B0 | Bus1=X3235275B.1.2 | Bus2= | SX3235275B | .1 | .2 | linecode=4/0Triplex | length=50 | units=ft
New | Line. | Tpx302508C0 | Bus1=X2897779C.1.2 | Bus2= | SX2897779C | .1 | .2 | linecode=4/0Triplex | length=50 | units=ft
New | Line. | Tpx302509C0 | Bus1=X2804261C.1.2 | Bus2= | SX2804261C | .1 | .2 | linecode=4/0Triplex | length=50 | units=ft
New | Line. | Tpx302510C0 | Bus1=X3178980C.1.2 | Bus2= | SX3178980C | .1 | .2 | linecode=4/0Triplex | length=50 | units=ft
New | Line. | Tpx302514A0 | Bus1=X2973164A.1.2 | Bus2= | SX2973164A | .1 | .2 | linecode=4/0Triplex | length=50 | units=ft
New | Line. | Tpx302637A0 | Bus1=X2748132A.1.2 | Bus2= | SX2748132A | .1 | .2 | linecode=4/0Triplex | length=50 | units=ft
New | Line. | Tpx302672C0 | Bus1=X3254205C.1.2 | Bus2= | SX3254205C | .1 | .2 | linecode=4/0Triplex | length=50 | units=ft
New | Line. | Tpx302673A0 | Bus1=X3010569A.1.2 | Bus2= | SX3010569A | .1 | .2 | linecode=4/0Triplex | length=50 | units=ft
New | Line. | Tpx302674A0 | Bus1=X2673321A.1.2 | Bus2= | SX2673321A | .1 | .2 | linecode=4/0Triplex | length=50 | units=ft
New | Line. | Tpx302675A0 | Bus1=X2954354A.1.2 | Bus2= | SX2954354A | .1 | .2 | linecode=4/0Triplex | length=50 | units=ft
New | Line. | Tpx302676A0 | Bus1=X2710519A.1.2 | Bus2= | SX2710519A | .1 | .2 | linecode=4/0Triplex | length=50 | units=ft
New | Line. | Tpx302677A0 | Bus1=X3066819A.1.2 | Bus2= | SX3066819A | .1 | .2 | linecode=4/0Triplex | length=50 | units=ft
New | Line. | Tpx302678A0 | Bus1=X3029499A.1.2 | Bus2= | SX3029499A | .1 | .2 | linecode=4/0Triplex | length=50 | units=ft
New | Line. | Tpx302679A0 | Bus1=X2897772A.1.2 | Bus2= | SX2897772A | .1 | .2 | linecode=4/0Triplex | length=50 | units=ft
New | Line. | Tpx302731A0 | Bus1=X3122826A.1.2 | Bus2= | SX3122826A | .1 | .2 | linecode=4/0Triplex | length=50 | units=ft
New | Line. | Tpx302732A0 | Bus1=X2691953A.1.2 | Bus2= | SX2691953A | .1 | .2 | linecode=4/0Triplex | length=50 | units=ft
New | Line. | Tpx302733A0 | Bus1=X2860491A.1.2 | Bus2= | SX2860491A | .1 | .2 | linecode=4/0Triplex | length=50 | units=ft
New | Line. | Tpx302733B0 | Bus1=X2860491B.1.2 | Bus2= | SX2860491B | .1 | .2 | linecode=4/0Triplex | length=50 | units=ft
New | Line. | Tpx302734A0 | Bus1=X2991922A.1.2 | Bus2= | SX2991922A | .1 | .2 | linecode=4/0Triplex | length=50 | units=ft
New | Line. | Tpx302735A0 | Bus1=X2991923A.1.2 | Bus2= | SX2991923A | .1 | .2 | linecode=4/0Triplex | length=50 | units=ft
New | Line. | Tpx302803C0 | Bus1=X3085400C.1.2 | Bus2= | SX3085400C | .1 | .2 | linecode=4/0Triplex | length=50 | units=ft
New | Line. | Tpx302804C0 | Bus1=X3141399C.1.2 | Bus2= | SX3141399C | .1 | .2 | linecode=4/0Triplex | length=50 | units=ft
New | Line. | Tpx302805C0 | Bus1=X2954351C.1.2 | Bus2= | SX2954351C | .1 | .2 | linecode=4/0Triplex | length=50 | units=ft
New | Line. | Tpx302807C0 | Bus1=X3235266C.1.2 | Bus2= | SX3235266C | .1 | .2 | linecode=4/0Triplex | length=50 | units=ft
New | Line. | Tpx302808C0 | Bus1=X2841626C.1.2 | Bus2= | SX2841626C | .1 | .2 | linecode=4/0Triplex | length=50 | units=ft
New | Line. | Tpx302809C0 | Bus1=X2954350C.1.2 | Bus2= | SX2954350C | .1 | .2 | linecode=4/0Triplex | length=50 | units=ft
New | Line. | Tpx302810C0 | Bus1=X3178977C.1.2 | Bus2= | SX3178977C | .1 | .2 | linecode=4/0Triplex | length=50 | units=ft
New | Line. | Tpx302811C0 | Bus1=X3160105C.1.2 | Bus2= | SX3160105C | .1 | .2 | linecode=4/0Triplex | length=50 | units=ft
New | Line. | Tpx302812C0 | Bus1=X2691945C.1.2 | Bus2= | SX2691945C | .1 | .2 | linecode=4/0Triplex | length=50 | units=ft
New | Line. | Tpx302813C0 | Bus1=X3010567C.1.2 | Bus2= | SX3010567C | .1 | .2 | linecode=4/0Triplex | length=50 | units=ft
New | Line. | Tpx302834C0 | Bus1=X2841625C.1.2 | Bus2= | SX2841625C | .1 | .2 | linecode=4/0Triplex | length=50 | units=ft
New | Line. | Tpx302858C0 | Bus1=X2897776C.1.2 | Bus2= | SX2897776C | .1 | .2 | linecode=4/0Triplex | length=50 | units=ft
New | Line. | Tpx302859C0 | Bus1=X3254215C.1.2 | Bus2= | SX3254215C | .1 | .2 | linecode=4/0Triplex | length=50 | units=ft
New | Line. | Tpx302860C0 | Bus1=X3122819C.1.2 | Bus2= | SX3122819C | .1 | .2 | linecode=4/0Triplex | length=50 | units=ft
New | Line. | Tpx302861C0 | Bus1=X2748133C.1.2 | Bus2= | SX2748133C | .1 | .2 | linecode=4/0Triplex | length=50 | units=ft
New | Line. | Tpx302862C0 | Bus1=X3085399C.1.2 | Bus2= | SX3085399C | .1 | .2 | linecode=4/0Triplex | length=50 | units=ft
New | Line. | Tpx310560A0 | Bus1=X2879074A.1.2 | Bus2= | SX2879074A | .1 | .2 | linecode=4/0Triplex | length=50 | units=ft
New | Line. | Tpx310561A0 | Bus1=X3122820A.1.2 | Bus2= | SX3122820A | .1 | .2 | linecode=4/0Triplex | length=50 | units=ft
New | Line. | Tpx310568A0 | Bus1=X2710517A.1.2 | Bus2= | SX2710517A | .1 | .2 | linecode=4/0Triplex | length=50 | units=ft
New | Line. | Tpx310569A0 | Bus1=X3197639A.1.2 | Bus2= | SX3197639A | .1 | .2 | linecode=4/0Triplex | length=50 | units=ft
New | Line. | Tpx310570A0 | Bus1=X3160106A.1.2 | Bus2= | SX3160106A | .1 | .2 | linecode=4/0Triplex | length=50 | units=ft
New | Line. | Tpx321159A0 | Bus1=X3008248A.1.2 | Bus2= | SX3008248A | .1 | .2 | linecode=4/0Triplex | length=50 | units=ft
New | Line. | Tpx321836A0 | Bus1=X3235247A.1.2 | Bus2= | SX3235247A | .1 | .2 | linecode=4/0Triplex | length=50 | units=ft
New | Line. | Tpx321837A0 | Bus1=X2673312A.1.2 | Bus2= | SX2673312A | .1 | .2 | linecode=4/0Triplex | length=50 | units=ft
New | Line. | Tpx321838A0 | Bus1=X2691944A.1.2 | Bus2= | SX2691944A | .1 | .2 | linecode=4/0Triplex | length=50 | units=ft
New | Line. | Tpx321839A0 | Bus1=X2710516A.1.2 | Bus2= | SX2710516A | .1 | .2 | linecode=4/0Triplex | length=50 | units=ft
New | Line. | Tpx321840B0 | Bus1=X2804256B.1.2 | Bus2= | SX2804256B | .1 | .2 | linecode=4/0Triplex | length=50 | units=ft
New | Line. | Tpx321841B0 | Bus1=X2954347B.1.2 | Bus2= | SX2954347B | .1 | .2 | linecode=4/0Triplex | length=50 | units=ft
New | Line. | Tpx321845B0 | Bus1=X3178975B.1.2 | Bus2= | SX3178975B | .1 | .2 | linecode=4/0Triplex | length=50 | units=ft
New | Line. | Tpx321847B0 | Bus1=X3160100B.1.2 | Bus2= | SX3160100B | .1 | .2 | linecode=4/0Triplex | length=50 | units=ft
New | Line. | Tpx321848B0 | Bus1=X3085390B.1.2 | Bus2= | SX3085390B | .1 | .2 | linecode=4/0Triplex | length=50 | units=ft
New | Line. | Tpx321849B0 | Bus1=X2748152B.1.2 | Bus2= | SX2748152B | .1 | .2 | linecode=4/0Triplex | length=50 | units=ft
New | Line. | Tpx321851B0 | Bus1=X2729434B.1.2 | Bus2= | SX2729434B | .1 | .2 | linecode=4/0Triplex | length=50 | units=ft
New | Line. | Tpx321852C0 | Bus1=X2916608C.1.2 | Bus2= | SX2916608C | .1 | .2 | linecode=4/0Triplex | length=50 | units=ft
New | Line. | Tpx321853B0 | Bus1=X2673313B.1.2 | Bus2= | SX2673313B | .1 | .2 | linecode=4/0Triplex | length=50 | units=ft
New | Line. | Tpx321854B0 | Bus1=X2804257B.1.2 | Bus2= | SX2804257B | .1 | .2 | linecode=4/0Triplex | length=50 | units=ft
New | Line. | Tpx321855B0 | Bus1=X2860485B.1.2 | Bus2= | SX2860485B | .1 | .2 | linecode=4/0Triplex | length=50 | units=ft
New | Line. | Tpx321856B0 | Bus1=X2860506B.1.2 | Bus2= | SX2860506B | .1 | .2 | linecode=4/0Triplex | length=50 | units=ft
New | Line. | Tpx321858B0 | Bus1=X3122815B.1.2 | Bus2= | SX3122815B | .1 | .2 | linecode=4/0Triplex | length=50 | units=ft
New | Line. | Tpx321859B0 | Bus1=X3254213B.1.2 | Bus2= | SX3254213B | .1 | .2 | linecode=4/0Triplex | length=50 | units=ft
New | Line. | Tpx321860B0 | Bus1=X2785543B.1.2 | Bus2= | SX2785543B | .1 | .2 | linecode=4/0Triplex | length=50 | units=ft
New | Line. | Tpx321861C0 | Bus1=X3235248C.1.2 | Bus2= | SX3235248C | .1 | .2 | linecode=4/0Triplex | length=50 | units=ft
New | Line. | Tpx321874A0 | Bus1=X2764412A.1.2 | Bus2= | SX2764412A | .1 | .2 | linecode=4/0Triplex | length=50 | units=ft
New | Line. | Tpx321876A0 | Bus1=X3027132A.1.2 | Bus2= | SX3027132A | .1 | .2 | linecode=4/0Triplex | length=50 | units=ft
New | Line. | Tpx321877A0 | Bus1=X3101787A.1.2 | Bus2= | SX3101787A | .1 | .2 | linecode=4/0Triplex | length=50 | units=ft
New | Line. | Tpx321878A0 | Bus1=X3101788A.1.2 | Bus2= | SX3101788A | .1 | .2 | linecode=4/0Triplex | length=50 | units=ft
New | Line. | Tpx321880A0 | Bus1=X2876812A.1.2 | Bus2= | SX2876812A | .1 | .2 | linecode=4/0Triplex | length=50 | units=ft
New | Line. | Tpx321881A0 | Bus1=X2970811A.1.2 | Bus2= | SX2970811A | .1 | .2 | linecode=4/0Triplex | length=50 | units=ft
New | Line. | Tpx321882C0 | Bus1=X2916607C.1.2 | Bus2= | SX2916607C | .1 | .2 | linecode=4/0Triplex | length=50 | units=ft
New | Line. | Tpx321883C0 | Bus1=X3010564C.1.2 | Bus2= | SX3010564C | .1 | .2 | linecode=4/0Triplex | length=50 | units=ft
New | Line. | Tpx321884C0 | Bus1=X2710515C.1.2 | Bus2= | SX2710515C | .1 | .2 | linecode=4/0Triplex | length=50 | units=ft
New | Line. | Tpx321886C0 | Bus1=X2766746C.1.2 | Bus2= | SX2766746C | .1 | .2 | linecode=4/0Triplex | length=50 | units=ft
New | Line. | Tpx321887C0 | Bus1=X2691941C.1.2 | Bus2= | SX2691941C | .1 | .2 | linecode=4/0Triplex | length=50 | units=ft
New | Line. | Tpx321888C0 | Bus1=X3235241C.1.2 | Bus2= | SX3235241C | .1 | .2 | linecode=4/0Triplex | length=50 | units=ft
New | Line. | Tpx321890C0 | Bus1=X3104118C.1.2 | Bus2= | SX3104118C | .1 | .2 | linecode=4/0Triplex | length=50 | units=ft
New | Line. | Tpx321891C0 | Bus1=X2748126C.1.2 | Bus2= | SX2748126C | .1 | .2 | linecode=4/0Triplex | length=50 | units=ft
New | Line. | Tpx321892C0 | Bus1=X3235267C.1.2 | Bus2= | SX3235267C | .1 | .2 | linecode=4/0Triplex | length=50 | units=ft
New | Line. | Tpx321893C0 | Bus1=X2841645C.1.2 | Bus2= | SX2841645C | .1 | .2 | linecode=4/0Triplex | length=50 | units=ft
New | Line. | Tpx321894C0 | Bus1=X3066829C.1.2 | Bus2= | SX3066829C | .1 | .2 | linecode=4/0Triplex | length=50 | units=ft
New | Line. | Tpx323233B0 | Bus1=X3254203B.1.2 | Bus2= | SX3254203B | .1 | .2 | linecode=4/0Triplex | length=50 | units=ft
New | Line. | Tpx323234B0 | Bus1=X2860480B.1.2 | Bus2= | SX2860480B | .1 | .2 | linecode=4/0Triplex | length=50 | units=ft
New | Line. | Tpx323235B0 | Bus1=X3197624B.1.2 | Bus2= | SX3197624B | .1 | .2 | linecode=4/0Triplex | length=50 | units=ft
New | Line. | Tpx323236B0 | Bus1=X2822860B.1.2 | Bus2= | SX2822860B | .1 | .2 | linecode=4/0Triplex | length=50 | units=ft
New | Line. | Tpx323237B0 | Bus1=X3048199B.1.2 | Bus2= | SX3048199B | .1 | .2 | linecode=4/0Triplex | length=50 | units=ft
New | Line. | Tpx323241B0 | Bus1=X2710508B.1.2 | Bus2= | SX2710508B | .1 | .2 | linecode=4/0Triplex | length=50 | units=ft
New | Line. | Tpx323242B0 | Bus1=X3122810B.1.2 | Bus2= | SX3122810B | .1 | .2 | linecode=4/0Triplex | length=50 | units=ft
New | Line. | Tpx323243B0 | Bus1=X2897765B.1.2 | Bus2= | SX2897765B | .1 | .2 | linecode=4/0Triplex | length=50 | units=ft
New | Line. | Tpx323244B0 | Bus1=X2804248B.1.2 | Bus2= | SX2804248B | .1 | .2 | linecode=4/0Triplex | length=50 | units=ft
New | Line. | Tpx323245B0 | Bus1=X2785512B.1.2 | Bus2= | SX2785512B | .1 | .2 | linecode=4/0Triplex | length=50 | units=ft
New | Line. | Tpx323247B0 | Bus1=X2935553B.1.2 | Bus2= | SX2935553B | .1 | .2 | linecode=4/0Triplex | length=50 | units=ft
New | Line. | Tpx323248B0 | Bus1=X3048207B.1.2 | Bus2= | SX3048207B | .1 | .2 | linecode=4/0Triplex | length=50 | units=ft
New | Line. | Tpx323249B0 | Bus1=X2729427B.1.2 | Bus2= | SX2729427B | .1 | .2 | linecode=4/0Triplex | length=50 | units=ft
New | Line. | Tpx323250B0 | Bus1=X2748131B.1.2 | Bus2= | SX2748131B | .1 | .2 | linecode=4/0Triplex | length=50 | units=ft
New | Line. | Tpx323252B0 | Bus1=X2879066B.1.2 | Bus2= | SX2879066B | .1 | .2 | linecode=4/0Triplex | length=50 | units=ft
New | Line. | Tpx323253B0 | Bus1=X2973152B.1.2 | Bus2= | SX2973152B | .1 | .2 | linecode=4/0Triplex | length=50 | units=ft
New | Line. | Tpx323254B0 | Bus1=X2879068B.1.2 | Bus2= | SX2879068B | .1 | .2 | linecode=4/0Triplex | length=50 | units=ft
New | Line. | Tpx323255B0 | Bus1=X2860484B.1.2 | Bus2= | SX2860484B | .1 | .2 | linecode=4/0Triplex | length=50 | units=ft
New | Line. | Tpx323261B0 | Bus1=X3085397B.1.2 | Bus2= | SX3085397B | .1 | .2 | linecode=4/0Triplex | length=50 | units=ft
New | Line. | Tpx323263A0 | Bus1=X3066812A.1.2 | Bus2= | SX3066812A | .1 | .2 | linecode=4/0Triplex | length=50 | units=ft
New | Line. | Tpx323264B0 | Bus1=X3216344B.1.2 | Bus2= | SX3216344B | .1 | .2 | linecode=4/0Triplex | length=50 | units=ft
New | Line. | Tpx323265B0 | Bus1=X2860501B.1.2 | Bus2= | SX2860501B | .1 | .2 | linecode=4/0Triplex | length=50 | units=ft
New | Line. | Tpx323266B0 | Bus1=X3197632B.1.2 | Bus2= | SX3197632B | .1 | .2 | linecode=4/0Triplex | length=50 | units=ft
New | Line. | Tpx323267B0 | Bus1=X2710514B.1.2 | Bus2= | SX2710514B | .1 | .2 | linecode=4/0Triplex | length=50 | units=ft
New | Line. | Tpx323273B0 | Bus1=X3048203B.1.2 | Bus2= | SX3048203B | .1 | .2 | linecode=4/0Triplex | length=50 | units=ft
New | Line. | Tpx323274B0 | Bus1=X2860500B.1.2 | Bus2= | SX2860500B | .1 | .2 | linecode=4/0Triplex | length=50 | units=ft
New | Line. | Tpx323275B0 | Bus1=X3197660B.1.2 | Bus2= | SX3197660B | .1 | .2 | linecode=4/0Triplex | length=50 | units=ft
New | Line. | Tpx323277B0 | Bus1=X2897800B.1.2 | Bus2= | SX2897800B | .1 | .2 | linecode=4/0Triplex | length=50 | units=ft
New | Line. | Tpx323279B0 | Bus1=X3235246B.1.2 | Bus2= | SX3235246B | .1 | .2 | linecode=4/0Triplex | length=50 | units=ft
New | Line. | Tpx323280B0 | Bus1=X2710512B.1.2 | Bus2= | SX2710512B | .1 | .2 | linecode=4/0Triplex | length=50 | units=ft
New | Line. | Tpx323282B0 | Bus1=X2897791B.1.2 | Bus2= | SX2897791B | .1 | .2 | linecode=4/0Triplex | length=50 | units=ft
New | Line. | Tpx323283B0 | Bus1=X2916618B.1.2 | Bus2= | SX2916618B | .1 | .2 | linecode=4/0Triplex | length=50 | units=ft
New | Line. | Tpx323284B0 | Bus1=X3160113B.1.2 | Bus2= | SX3160113B | .1 | .2 | linecode=4/0Triplex | length=50 | units=ft
New | Line. | Tpx323285B0 | Bus1=X2804269B.1.2 | Bus2= | SX2804269B | .1 | .2 | linecode=4/0Triplex | length=50 | units=ft
New | Line. | Tpx323286B0 | Bus1=X2989564B.1.2 | Bus2= | SX2989564B | .1 | .2 | linecode=4/0Triplex | length=50 | units=ft
New | Line. | Tpx323287B0 | Bus1=X2897789B.1.2 | Bus2= | SX2897789B | .1 | .2 | linecode=4/0Triplex | length=50 | units=ft
New | Line. | Tpx323387B0 | Bus1=X2690941B.1.2 | Bus2= | SX2690941B | .1 | .2 | linecode=4/0Triplex | length=50 | units=ft
New | Line. | Tpx323388B0 | Bus1=X3234185B.1.2 | Bus2= | SX3234185B | .1 | .2 | linecode=4/0Triplex | length=50 | units=ft
New | Line. | Tpx323389B0 | Bus1=X3065750B.1.2 | Bus2= | SX3065750B | .1 | .2 | linecode=4/0Triplex | length=50 | units=ft
New | Line. | Tpx323391B0 | Bus1=X3159037B.1.2 | Bus2= | SX3159037B | .1 | .2 | linecode=4/0Triplex | length=50 | units=ft
New | Line. | Tpx323392B0 | Bus1=X2748124B.1.2 | Bus2= | SX2748124B | .1 | .2 | linecode=4/0Triplex | length=50 | units=ft
New | Line. | Tpx323394B0 | Bus1=X2710504B.1.2 | Bus2= | SX2710504B | .1 | .2 | linecode=4/0Triplex | length=50 | units=ft
New | Line. | Tpx323397B0 | Bus1=X2954346B.1.2 | Bus2= | SX2954346B | .1 | .2 | linecode=4/0Triplex | length=50 | units=ft
New | Line. | Tpx323398B0 | Bus1=X2710505B.1.2 | Bus2= | SX2710505B | .1 | .2 | linecode=4/0Triplex | length=50 | units=ft
New | Line. | Tpx323399B0 | Bus1=X3178974B.1.2 | Bus2= | SX3178974B | .1 | .2 | linecode=4/0Triplex | length=50 | units=ft
New | Line. | Tpx323400B0 | Bus1=X2691943B.1.2 | Bus2= | SX2691943B | .1 | .2 | linecode=4/0Triplex | length=50 | units=ft
New | Line. | Tpx323403B0 | Bus1=X2916603B.1.2 | Bus2= | SX2916603B | .1 | .2 | linecode=4/0Triplex | length=50 | units=ft
New | Line. | Tpx323418A0 | Bus1=X2804254A.1.2 | Bus2= | SX2804254A | .1 | .2 | linecode=4/0Triplex | length=50 | units=ft
New | Line. | Tpx325245B0 | Bus1=X2710513B.1.2 | Bus2= | SX2710513B | .1 | .2 | linecode=4/0Triplex | length=50 | units=ft
New | Line. | Tpx325472B0 | Bus1=X2973149B.1.2 | Bus2= | SX2973149B | .1 | .2 | linecode=4/0Triplex | length=50 | units=ft
New | Line. | Tpx325473B0 | Bus1=X3010562B.1.2 | Bus2= | SX3010562B | .1 | .2 | linecode=4/0Triplex | length=50 | units=ft
New | Line. | Tpx325474B0 | Bus1=X3254228B.1.2 | Bus2= | SX3254228B | .1 | .2 | linecode=4/0Triplex | length=50 | units=ft
New | Line. | Tpx328363B0 | Bus1=X2936213B.1.2 | Bus2= | SX2936213B | .1 | .2 | linecode=4/0Triplex | length=50 | units=ft
New | Line. | Tpx328364C0 | Bus1=X2692633C.1.2 | Bus2= | SX2692633C | .1 | .2 | linecode=4/0Triplex | length=50 | units=ft
New | Line. | Tpx328365B0 | Bus1=X3179646B.1.2 | Bus2= | SX3179646B | .1 | .2 | linecode=4/0Triplex | length=50 | units=ft
New | Line. | Tpx328367C0 | Bus1=X3104830C.1.2 | Bus2= | SX3104830C | .1 | .2 | linecode=4/0Triplex | length=50 | units=ft
New | Line. | Tpx330121B0 | Bus1=X3142078B.1.2 | Bus2= | SX3142078B | .1 | .2 | linecode=4/0Triplex | length=50 | units=ft
New | Line. | Tpx330122B0 | Bus1=X2879752B.1.2 | Bus2= | SX2879752B | .1 | .2 | linecode=4/0Triplex | length=50 | units=ft
New | Line. | Tpx337614B0 | Bus1=X2952003B.1.2 | Bus2= | SX2952003B | .1 | .2 | linecode=4/0Triplex | length=50 | units=ft
New | Line. | Tpx337619A0 | Bus1=X2990826A.1.2 | Bus2= | SX2990826A | .1 | .2 | linecode=4/0Triplex | length=50 | units=ft
New | Line. | Tpx337619B0 | Bus1=X2990826B.1.2 | Bus2= | SX2990826B | .1 | .2 | linecode=4/0Triplex | length=50 | units=ft
New | Line. | Tpx337619C0 | Bus1=X2990826C.1.2 | Bus2= | SX2990826C | .1 | .2 | linecode=4/0Triplex | length=50 | units=ft
New | Line. | Tpx337623C0 | Bus1=X3197626C.1.2 | Bus2= | SX3197626C | .1 | .2 | linecode=4/0Triplex | length=50 | units=ft
New | Line. | Tpx337624C0 | Bus1=X3066807C.1.2 | Bus2= | SX3066807C | .1 | .2 | linecode=4/0Triplex | length=50 | units=ft
New | Line. | Tpx337625C0 | Bus1=X3197627C.1.2 | Bus2= | SX3197627C | .1 | .2 | linecode=4/0Triplex | length=50 | units=ft
New | Line. | Tpx337626C0 | Bus1=X3216343C.1.2 | Bus2= | SX3216343C | .1 | .2 | linecode=4/0Triplex | length=50 | units=ft
New | Line. | Tpx337627C0 | Bus1=X3085393C.1.2 | Bus2= | SX3085393C | .1 | .2 | linecode=4/0Triplex | length=50 | units=ft
New | Line. | Tpx337628C0 | Bus1=X2897770C.1.2 | Bus2= | SX2897770C | .1 | .2 | linecode=4/0Triplex | length=50 | units=ft
New | Line. | Tpx337629C0 | Bus1=X2748128C.1.2 | Bus2= | SX2748128C | .1 | .2 | linecode=4/0Triplex | length=50 | units=ft
New | Line. | Tpx337630C0 | Bus1=X3085392C.1.2 | Bus2= | SX3085392C | .1 | .2 | linecode=4/0Triplex | length=50 | units=ft
New | Line. | Tpx337631C0 | Bus1=X3029497C.1.2 | Bus2= | SX3029497C | .1 | .2 | linecode=4/0Triplex | length=50 | units=ft
New | Line. | Tpx337632C0 | Bus1=X2673307C.1.2 | Bus2= | SX2673307C | .1 | .2 | linecode=4/0Triplex | length=50 | units=ft
New | Line. | Tpx337633C0 | Bus1=X2729406C.1.2 | Bus2= | SX2729406C | .1 | .2 | linecode=4/0Triplex | length=50 | units=ft
New | Line. | Tpx337634C0 | Bus1=X2897768C.1.2 | Bus2= | SX2897768C | .1 | .2 | linecode=4/0Triplex | length=50 | units=ft
New | Line. | Tpx337635C0 | Bus1=X2822863C.1.2 | Bus2= | SX2822863C | .1 | .2 | linecode=4/0Triplex | length=50 | units=ft
New | Line. | Tpx337636C0 | Bus1=X2841619C.1.2 | Bus2= | SX2841619C | .1 | .2 | linecode=4/0Triplex | length=50 | units=ft
New | Line. | Tpx337641C0 | Bus1=X2804282C.1.2 | Bus2= | SX2804282C | .1 | .2 | linecode=4/0Triplex | length=50 | units=ft
New | Line. | Tpx337642C0 | Bus1=X3104154C.1.2 | Bus2= | SX3104154C | .1 | .2 | linecode=4/0Triplex | length=50 | units=ft
New | Line. | Tpx337643C0 | Bus1=X2897806C.1.2 | Bus2= | SX2897806C | .1 | .2 | linecode=4/0Triplex | length=50 | units=ft
New | Line. | Tpx337645B0 | Bus1=X3216342B.1.2 | Bus2= | SX3216342B | .1 | .2 | linecode=4/0Triplex | length=50 | units=ft
New | Line. | Tpx337646B0 | Bus1=X2879063B.1.2 | Bus2= | SX2879063B | .1 | .2 | linecode=4/0Triplex | length=50 | units=ft
New | Line. | Tpx337647A0 | Bus1=X3048227A.1.2 | Bus2= | SX3048227A | .1 | .2 | linecode=4/0Triplex | length=50 | units=ft
New | Line. | Tpx337648B0 | Bus1=X3216367B.1.2 | Bus2= | SX3216367B | .1 | .2 | linecode=4/0Triplex | length=50 | units=ft
New | Line. | Tpx337650A0 | Bus1=X3010561A.1.2 | Bus2= | SX3010561A | .1 | .2 | linecode=4/0Triplex | length=50 | units=ft
New | Line. | Tpx337652B0 | Bus1=X2991939B.1.2 | Bus2= | SX2991939B | .1 | .2 | linecode=4/0Triplex | length=50 | units=ft
New | Line. | Tpx337653B0 | Bus1=X2673308B.1.2 | Bus2= | SX2673308B | .1 | .2 | linecode=4/0Triplex | length=50 | units=ft
New | Line. | Tpx337654C0 | Bus1=X3066808C.1.2 | Bus2= | SX3066808C | .1 | .2 | linecode=4/0Triplex | length=50 | units=ft
New | Line. | Tpx337655C0 | Bus1=X3141396C.1.2 | Bus2= | SX3141396C | .1 | .2 | linecode=4/0Triplex | length=50 | units=ft
New | Line. | Tpx337659C0 | Bus1=X3066810C.1.2 | Bus2= | SX3066810C | .1 | .2 | linecode=4/0Triplex | length=50 | units=ft
New | Line. | Tpx337660C0 | Bus1=X2897769C.1.2 | Bus2= | SX2897769C | .1 | .2 | linecode=4/0Triplex | length=50 | units=ft
New | Line. | Tpx337661B0 | Bus1=X2766749B.1.2 | Bus2= | SX2766749B | .1 | .2 | linecode=4/0Triplex | length=50 | units=ft
New | Line. | Tpx337665B0 | Bus1=X2973178B.1.2 | Bus2= | SX2973178B | .1 | .2 | linecode=4/0Triplex | length=50 | units=ft
New | Line. | Tpx337666B0 | Bus1=X3029518B.1.2 | Bus2= | SX3029518B | .1 | .2 | linecode=4/0Triplex | length=50 | units=ft
New | Line. | Tpx337668B0 | Bus1=X2935549B.1.2 | Bus2= | SX2935549B | .1 | .2 | linecode=4/0Triplex | length=50 | units=ft
New | Line. | Tpx337669A0 | Bus1=X3122811A.1.2 | Bus2= | SX3122811A | .1 | .2 | linecode=4/0Triplex | length=50 | units=ft
New | Line. | Tpx337671A0 | Bus1=X3254207A.1.2 | Bus2= | SX3254207A | .1 | .2 | linecode=4/0Triplex | length=50 | units=ft
New | Line. | Tpx337672B0 | Bus1=X2822877B.1.2 | Bus2= | SX2822877B | .1 | .2 | linecode=4/0Triplex | length=50 | units=ft
New | Line. | Tpx337673A0 | Bus1=X2841618A.1.2 | Bus2= | SX2841618A | .1 | .2 | linecode=4/0Triplex | length=50 | units=ft
New | Line. | Tpx337674A0 | Bus1=X3066805A.1.2 | Bus2= | SX3066805A | .1 | .2 | linecode=4/0Triplex | length=50 | units=ft
New | Line. | Tpx337675A0 | Bus1=X2785514A.1.2 | Bus2= | SX2785514A | .1 | .2 | linecode=4/0Triplex | length=50 | units=ft
New | Line. | Tpx337676A0 | Bus1=X3235244A.1.2 | Bus2= | SX3235244A | .1 | .2 | linecode=4/0Triplex | length=50 | units=ft
New | Line. | Tpx337677A0 | Bus1=X2785513A.1.2 | Bus2= | SX2785513A | .1 | .2 | linecode=4/0Triplex | length=50 | units=ft
New | Line. | Tpx337678A0 | Bus1=X3160101A.1.2 | Bus2= | SX3160101A | .1 | .2 | linecode=4/0Triplex | length=50 | units=ft
New | Line. | Tpx337679A0 | Bus1=X3010559A.1.2 | Bus2= | SX3010559A | .1 | .2 | linecode=4/0Triplex | length=50 | units=ft
New | Line. | Tpx337684A0 | Bus1=X3159448A.1.2 | Bus2= | SX3159448A | .1 | .2 | linecode=4/0Triplex | length=50 | units=ft
New | Line. | Tpx337687B0 | Bus1=X2973156B.1.2 | Bus2= | SX2973156B | .1 | .2 | linecode=4/0Triplex | length=50 | units=ft
New | Line. | Tpx337688B0 | Bus1=X3029501B.1.2 | Bus2= | SX3029501B | .1 | .2 | linecode=4/0Triplex | length=50 | units=ft
New | Line. | Tpx337689B0 | Bus1=X2691949B.1.2 | Bus2= | SX2691949B | .1 | .2 | linecode=4/0Triplex | length=50 | units=ft
New | Line. | Tpx337690B0 | Bus1=X3104127B.1.2 | Bus2= | SX3104127B | .1 | .2 | linecode=4/0Triplex | length=50 | units=ft
New | Line. | Tpx337691B0 | Bus1=X2897774B.1.2 | Bus2= | SX2897774B | .1 | .2 | linecode=4/0Triplex | length=50 | units=ft
New | Line. | Tpx337692B0 | Bus1=X2879061B.1.2 | Bus2= | SX2879061B | .1 | .2 | linecode=4/0Triplex | length=50 | units=ft
New | Line. | Tpx337693B0 | Bus1=X3066813B.1.2 | Bus2= | SX3066813B | .1 | .2 | linecode=4/0Triplex | length=50 | units=ft
New | Line. | Tpx337694B0 | Bus1=X2991910B.1.2 | Bus2= | SX2991910B | .1 | .2 | linecode=4/0Triplex | length=50 | units=ft
New | Line. | Tpx337695B0 | Bus1=X2879072B.1.2 | Bus2= | SX2879072B | .1 | .2 | linecode=4/0Triplex | length=50 | units=ft
New | Line. | Tpx337696B0 | Bus1=X3197635B.1.2 | Bus2= | SX3197635B | .1 | .2 | linecode=4/0Triplex | length=50 | units=ft
New | Line. | Tpx337697B0 | Bus1=X2804258B.1.2 | Bus2= | SX2804258B | .1 | .2 | linecode=4/0Triplex | length=50 | units=ft
New | Line. | Tpx337698B0 | Bus1=X3235250B.1.2 | Bus2= | SX3235250B | .1 | .2 | linecode=4/0Triplex | length=50 | units=ft
New | Line. | Tpx337699B0 | Bus1=X2954349B.1.2 | Bus2= | SX2954349B | .1 | .2 | linecode=4/0Triplex | length=50 | units=ft
New | Line. | Tpx337700B0 | Bus1=X2766722B.1.2 | Bus2= | SX2766722B | .1 | .2 | linecode=4/0Triplex | length=50 | units=ft
New | Line. | Tpx337701B0 | Bus1=X2879071B.1.2 | Bus2= | SX2879071B | .1 | .2 | linecode=4/0Triplex | length=50 | units=ft
New | Line. | Tpx337702B0 | Bus1=X3029504B.1.2 | Bus2= | SX3029504B | .1 | .2 | linecode=4/0Triplex | length=50 | units=ft
New | Line. | Tpx337703B0 | Bus1=X2691948B.1.2 | Bus2= | SX2691948B | .1 | .2 | linecode=4/0Triplex | length=50 | units=ft
New | Line. | Tpx337704B0 | Bus1=X2710546B.1.2 | Bus2= | SX2710546B | .1 | .2 | linecode=4/0Triplex | length=50 | units=ft
New | Line. | Tpx337705B0 | Bus1=X2785547B.1.2 | Bus2= | SX2785547B | .1 | .2 | linecode=4/0Triplex | length=50 | units=ft
New | Line. | Tpx337706B0 | Bus1=X3254214B.1.2 | Bus2= | SX3254214B | .1 | .2 | linecode=4/0Triplex | length=50 | units=ft
New | Line. | Tpx337707B0 | Bus1=X3160104B.1.2 | Bus2= | SX3160104B | .1 | .2 | linecode=4/0Triplex | length=50 | units=ft
New | Line. | Tpx337708B0 | Bus1=X3216349B.1.2 | Bus2= | SX3216349B | .1 | .2 | linecode=4/0Triplex | length=50 | units=ft
New | Line. | Tpx337709B0 | Bus1=X2879077B.1.2 | Bus2= | SX2879077B | .1 | .2 | linecode=4/0Triplex | length=50 | units=ft
New | Line. | Tpx337710B0 | Bus1=X2991916B.1.2 | Bus2= | SX2991916B | .1 | .2 | linecode=4/0Triplex | length=50 | units=ft
New | Line. | Tpx337712C0 | Bus1=X3235245C.1.2 | Bus2= | SX3235245C | .1 | .2 | linecode=4/0Triplex | length=50 | units=ft
New | Line. | Tpx337713C0 | Bus1=X2766716C.1.2 | Bus2= | SX2766716C | .1 | .2 | linecode=4/0Triplex | length=50 | units=ft
New | Line. | Tpx337714C0 | Bus1=X3254209C.1.2 | Bus2= | SX3254209C | .1 | .2 | linecode=4/0Triplex | length=50 | units=ft
New | Line. | Tpx337715A0 | Bus1=X3254204A.1.2 | Bus2= | SX3254204A | .1 | .2 | linecode=4/0Triplex | length=50 | units=ft
New | Line. | Tpx337716A0 | Bus1=X2841627A.1.2 | Bus2= | SX2841627A | .1 | .2 | linecode=4/0Triplex | length=50 | units=ft
New | Line. | Tpx337717A0 | Bus1=X3216348A.1.2 | Bus2= | SX3216348A | .1 | .2 | linecode=4/0Triplex | length=50 | units=ft
New | Line. | Tpx337718A0 | Bus1=X2691947A.1.2 | Bus2= | SX2691947A | .1 | .2 | linecode=4/0Triplex | length=50 | units=ft
New | Line. | Tpx337720A0 | Bus1=X2841648A.1.2 | Bus2= | SX2841648A | .1 | .2 | linecode=4/0Triplex | length=50 | units=ft
New | Line. | Tpx337722A0 | Bus1=X2973157A.1.2 | Bus2= | SX2973157A | .1 | .2 | linecode=4/0Triplex | length=50 | units=ft
New | Line. | Tpx337723A0 | Bus1=X3178978A.1.2 | Bus2= | SX3178978A | .1 | .2 | linecode=4/0Triplex | length=50 | units=ft
New | Line. | Tpx337724A0 | Bus1=X2879075A.1.2 | Bus2= | SX2879075A | .1 | .2 | linecode=4/0Triplex | length=50 | units=ft
New | Line. | Tpx337728A0 | Bus1=X3082992A.1.2 | Bus2= | SX3082992A | .1 | .2 | linecode=4/0Triplex | length=50 | units=ft
New | Line. | Tpx337729A0 | Bus1=X2728247A.1.2 | Bus2= | SX2728247A | .1 | .2 | linecode=4/0Triplex | length=50 | units=ft
New | Line. | Tpx337729B0 | Bus1=X2728247B.1.2 | Bus2= | SX2728247B | .1 | .2 | linecode=4/0Triplex | length=50 | units=ft
New | Line. | Tpx337729C0 | Bus1=X2728247C.1.2 | Bus2= | SX2728247C | .1 | .2 | linecode=4/0Triplex | length=50 | units=ft
New | Line. | Tpx338893A0 | Bus1=X3197633A.1.2 | Bus2= | SX3197633A | .1 | .2 | linecode=4/0Triplex | length=50 | units=ft
New | Line. | Tpx338894A0 | Bus1=X2879069A.1.2 | Bus2= | SX2879069A | .1 | .2 | linecode=4/0Triplex | length=50 | units=ft
New | Line. | Tpx338896A0 | Bus1=X3178971A.1.2 | Bus2= | SX3178971A | .1 | .2 | linecode=4/0Triplex | length=50 | units=ft
New | Line. | Tpx338897A0 | Bus1=X2973154A.1.2 | Bus2= | SX2973154A | .1 | .2 | linecode=4/0Triplex | length=50 | units=ft
New | Line. | Tpx338898A0 | Bus1=X2973155A.1.2 | Bus2= | SX2973155A | .1 | .2 | linecode=4/0Triplex | length=50 | units=ft
New | Line. | Tpx338899C0 | Bus1=X3122814C.1.2 | Bus2= | SX3122814C | .1 | .2 | linecode=4/0Triplex | length=50 | units=ft
New | Line. | Tpx338900A0 | Bus1=X2991908A.1.2 | Bus2= | SX2991908A | .1 | .2 | linecode=4/0Triplex | length=50 | units=ft
New | Line. | Tpx338908C0 | Bus1=X2860481C.1.2 | Bus2= | SX2860481C | .1 | .2 | linecode=4/0Triplex | length=50 | units=ft
New | Line. | Tpx338910C0 | Bus1=X2841621C.1.2 | Bus2= | SX2841621C | .1 | .2 | linecode=4/0Triplex | length=50 | units=ft
New | Line. | Tpx338913B0 | Bus1=X2804255B.1.2 | Bus2= | SX2804255B | .1 | .2 | linecode=4/0Triplex | length=50 | units=ft
New | Line. | Tpx338915C0 | Bus1=X2954345C.1.2 | Bus2= | SX2954345C | .1 | .2 | linecode=4/0Triplex | length=50 | units=ft
New | Line. | Tpx338917A0 | Bus1=X2935555A.1.2 | Bus2= | SX2935555A | .1 | .2 | linecode=4/0Triplex | length=50 | units=ft
New | Line. | Tpx338918A0 | Bus1=X2897773A.1.2 | Bus2= | SX2897773A | .1 | .2 | linecode=4/0Triplex | length=50 | units=ft
New | Line. | Tpx338919A0 | Bus1=X2748127A.1.2 | Bus2= | SX2748127A | .1 | .2 | linecode=4/0Triplex | length=50 | units=ft
New | Line. | Tpx338920A0 | Bus1=X3197631A.1.2 | Bus2= | SX3197631A | .1 | .2 | linecode=4/0Triplex | length=50 | units=ft
New | Line. | Tpx338921A0 | Bus1=X2935554A.1.2 | Bus2= | SX2935554A | .1 | .2 | linecode=4/0Triplex | length=50 | units=ft
New | Line. | Tpx338922B0 | Bus1=X2822866B.1.2 | Bus2= | SX2822866B | .1 | .2 | linecode=4/0Triplex | length=50 | units=ft
New | Line. | Tpx338923C0 | Bus1=X3178972C.1.2 | Bus2= | SX3178972C | .1 | .2 | linecode=4/0Triplex | length=50 | units=ft
New | Line. | Tpx338924C0 | Bus1=X3104123C.1.2 | Bus2= | SX3104123C | .1 | .2 | linecode=4/0Triplex | length=50 | units=ft
New | Line. | Tpx338925A0 | Bus1=X2973153A.1.2 | Bus2= | SX2973153A | .1 | .2 | linecode=4/0Triplex | length=50 | units=ft
New | Line. | Tpx338926A0 | Bus1=X3216123A.1.2 | Bus2= | SX3216123A | .1 | .2 | linecode=4/0Triplex | length=50 | units=ft
New | Line. | Tpx338927A0 | Bus1=X2972930A.1.2 | Bus2= | SX2972930A | .1 | .2 | linecode=4/0Triplex | length=50 | units=ft
New | Line. | Tpx338930B0 | Bus1=X3029506B.1.2 | Bus2= | SX3029506B | .1 | .2 | linecode=4/0Triplex | length=50 | units=ft
New | Line. | Tpx338931C0 | Bus1=X2785521C.1.2 | Bus2= | SX2785521C | .1 | .2 | linecode=4/0Triplex | length=50 | units=ft
New | Line. | Tpx338932C0 | Bus1=X3197661C.1.2 | Bus2= | SX3197661C | .1 | .2 | linecode=4/0Triplex | length=50 | units=ft
New | Line. | Tpx338933B0 | Bus1=X3216345B.1.2 | Bus2= | SX3216345B | .1 | .2 | linecode=4/0Triplex | length=50 | units=ft
New | Line. | Tpx338934B0 | Bus1=X2879070B.1.2 | Bus2= | SX2879070B | .1 | .2 | linecode=4/0Triplex | length=50 | units=ft
New | Line. | Tpx338935B0 | Bus1=X2973160B.1.2 | Bus2= | SX2973160B | .1 | .2 | linecode=4/0Triplex | length=50 | units=ft
New | Line. | Tpx338936C0 | Bus1=X3066815C.1.2 | Bus2= | SX3066815C | .1 | .2 | linecode=4/0Triplex | length=50 | units=ft
New | Line. | Tpx338937C0 | Bus1=X2897777C.1.2 | Bus2= | SX2897777C | .1 | .2 | linecode=4/0Triplex | length=50 | units=ft
New | Line. | Tpx338941C0 | Bus1=X2991914C.1.2 | Bus2= | SX2991914C | .1 | .2 | linecode=4/0Triplex | length=50 | units=ft
New | Line. | Tpx338942A0 | Bus1=X2822869A.1.2 | Bus2= | SX2822869A | .1 | .2 | linecode=4/0Triplex | length=50 | units=ft
New | Line. | Tpx338943C0 | Bus1=X2729410C.1.2 | Bus2= | SX2729410C | .1 | .2 | linecode=4/0Triplex | length=50 | units=ft
New | Line. | Tpx338944C0 | Bus1=X3197640C.1.2 | Bus2= | SX3197640C | .1 | .2 | linecode=4/0Triplex | length=50 | units=ft
New | Line. | Tpx338945A0 | Bus1=X2954353A.1.2 | Bus2= | SX2954353A | .1 | .2 | linecode=4/0Triplex | length=50 | units=ft
New | Line. | Tpx338947B0 | Bus1=X3160109B.1.2 | Bus2= | SX3160109B | .1 | .2 | linecode=4/0Triplex | length=50 | units=ft
New | Line. | Tpx338949B0 | Bus1=X3104136B.1.2 | Bus2= | SX3104136B | .1 | .2 | linecode=4/0Triplex | length=50 | units=ft
New | Line. | Tpx338950B0 | Bus1=X2822872B.1.2 | Bus2= | SX2822872B | .1 | .2 | linecode=4/0Triplex | length=50 | units=ft
New | Line. | Tpx338953B0 | Bus1=X3122821B.1.2 | Bus2= | SX3122821B | .1 | .2 | linecode=4/0Triplex | length=50 | units=ft
New | Line. | Tpx338954A0 | Bus1=X2860482A.1.2 | Bus2= | SX2860482A | .1 | .2 | linecode=4/0Triplex | length=50 | units=ft
New | Line. | Tpx338955B0 | Bus1=X3010560B.1.2 | Bus2= | SX3010560B | .1 | .2 | linecode=4/0Triplex | length=50 | units=ft
New | Line. | Tpx338956A0 | Bus1=X3104119A.1.2 | Bus2= | SX3104119A | .1 | .2 | linecode=4/0Triplex | length=50 | units=ft
New | Line. | Tpx338957C0 | Bus1=X2785517C.1.2 | Bus2= | SX2785517C | .1 | .2 | linecode=4/0Triplex | length=50 | units=ft
New | Line. | Tpx338958C0 | Bus1=X3066809C.1.2 | Bus2= | SX3066809C | .1 | .2 | linecode=4/0Triplex | length=50 | units=ft
New | Line. | Tpx338959C0 | Bus1=X2954344C.1.2 | Bus2= | SX2954344C | .1 | .2 | linecode=4/0Triplex | length=50 | units=ft
New | Line. | Tpx338960C0 | Bus1=X2897767C.1.2 | Bus2= | SX2897767C | .1 | .2 | linecode=4/0Triplex | length=50 | units=ft
New | Line. | Tpx338961C0 | Bus1=X3254208C.1.2 | Bus2= | SX3254208C | .1 | .2 | linecode=4/0Triplex | length=50 | units=ft
New | Line. | Tpx338962C0 | Bus1=X2748125C.1.2 | Bus2= | SX2748125C | .1 | .2 | linecode=4/0Triplex | length=50 | units=ft
New | Line. | Tpx338963C0 | Bus1=X2673303C.1.2 | Bus2= | SX2673303C | .1 | .2 | linecode=4/0Triplex | length=50 | units=ft
New | Line. | Tpx338964C0 | Bus1=X3104117C.1.2 | Bus2= | SX3104117C | .1 | .2 | linecode=4/0Triplex | length=50 | units=ft
New | Line. | Tpx338965A0 | Bus1=X3010568A.1.2 | Bus2= | SX3010568A | .1 | .2 | linecode=4/0Triplex | length=50 | units=ft
New | Line. | Tpx338966C0 | Bus1=X3029505C.1.2 | Bus2= | SX3029505C | .1 | .2 | linecode=4/0Triplex | length=50 | units=ft
New | Line. | Tpx338967C0 | Bus1=X2673318C.1.2 | Bus2= | SX2673318C | .1 | .2 | linecode=4/0Triplex | length=50 | units=ft
New | Line. | Tpx338968C0 | Bus1=X3178979C.1.2 | Bus2= | SX3178979C | .1 | .2 | linecode=4/0Triplex | length=50 | units=ft
New | Line. | Tpx338969A0 | Bus1=X3104129A.1.2 | Bus2= | SX3104129A | .1 | .2 | linecode=4/0Triplex | length=50 | units=ft
New | Line. | Tpx338970A0 | Bus1=X3141401A.1.2 | Bus2= | SX3141401A | .1 | .2 | linecode=4/0Triplex | length=50 | units=ft
New | Line. | Tpx338972B0 | Bus1=X2841632B.1.2 | Bus2= | SX2841632B | .1 | .2 | linecode=4/0Triplex | length=50 | units=ft
New | Line. | Tpx338973A0 | Bus1=X2748157A.1.2 | Bus2= | SX2748157A | .1 | .2 | linecode=4/0Triplex | length=50 | units=ft
New | Line. | Tpx338975A0 | Bus1=X2785537A.1.2 | Bus2= | SX2785537A | .1 | .2 | linecode=4/0Triplex | length=50 | units=ft
New | Line. | Tpx338976B0 | Bus1=X2691967B.1.2 | Bus2= | SX2691967B | .1 | .2 | linecode=4/0Triplex | length=50 | units=ft
New | Line. | Tpx338977A0 | Bus1=X2916620A.1.2 | Bus2= | SX2916620A | .1 | .2 | linecode=4/0Triplex | length=50 | units=ft
New | Line. | Tpx338977B0 | Bus1=X2916620B.1.2 | Bus2= | SX2916620B | .1 | .2 | linecode=4/0Triplex | length=50 | units=ft
New | Line. | Tpx338977C0 | Bus1=X2916620C.1.2 | Bus2= | SX2916620C | .1 | .2 | linecode=4/0Triplex | length=50 | units=ft
New | Line. | Tpx338978C0 | Bus1=X2766738C.1.2 | Bus2= | SX2766738C | .1 | .2 | linecode=4/0Triplex | length=50 | units=ft
New | Line. | Tpx338979B0 | Bus1=X3066814B.1.2 | Bus2= | SX3066814B | .1 | .2 | linecode=4/0Triplex | length=50 | units=ft
New | Line. | Tpx338981B0 | Bus1=X2820535B.1.2 | Bus2= | SX2820535B | .1 | .2 | linecode=4/0Triplex | length=50 | units=ft
New | Line. | Tpx338982B0 | Bus1=X2785534B.1.2 | Bus2= | SX2785534B | .1 | .2 | linecode=4/0Triplex | length=50 | units=ft
New | Line. | Tpx338983B0 | Bus1=X2691965B.1.2 | Bus2= | SX2691965B | .1 | .2 | linecode=4/0Triplex | length=50 | units=ft
New | Line. | Tpx338984A0 | Bus1=X2748144A.1.2 | Bus2= | SX2748144A | .1 | .2 | linecode=4/0Triplex | length=50 | units=ft
New | Line. | Tpx338985A0 | Bus1=X2897792A.1.2 | Bus2= | SX2897792A | .1 | .2 | linecode=4/0Triplex | length=50 | units=ft
New | Line. | Tpx338986A0 | Bus1=X2785538A.1.2 | Bus2= | SX2785538A | .1 | .2 | linecode=4/0Triplex | length=50 | units=ft
New | Line. | Tpx338987A0 | Bus1=X2897793A.1.2 | Bus2= | SX2897793A | .1 | .2 | linecode=4/0Triplex | length=50 | units=ft
New | Line. | Tpx338988A0 | Bus1=X3254231A.1.2 | Bus2= | SX3254231A | .1 | .2 | linecode=4/0Triplex | length=50 | units=ft
New | Line. | Tpx338989A0 | Bus1=X3254230A.1.2 | Bus2= | SX3254230A | .1 | .2 | linecode=4/0Triplex | length=50 | units=ft
New | Line. | Tpx338990B0 | Bus1=X2673331B.1.2 | Bus2= | SX2673331B | .1 | .2 | linecode=4/0Triplex | length=50 | units=ft
New | Line. | Tpx338992B0 | Bus1=X2935567B.1.2 | Bus2= | SX2935567B | .1 | .2 | linecode=4/0Triplex | length=50 | units=ft
New | Line. | Tpx338993B0 | Bus1=X2804272B.1.2 | Bus2= | SX2804272B | .1 | .2 | linecode=4/0Triplex | length=50 | units=ft
New | Line. | Tpx338994B0 | Bus1=X3160115B.1.2 | Bus2= | SX3160115B | .1 | .2 | linecode=4/0Triplex | length=50 | units=ft
New | Line. | Tpx338995B0 | Bus1=X3254227B.1.2 | Bus2= | SX3254227B | .1 | .2 | linecode=4/0Triplex | length=50 | units=ft
New | Line. | Tpx338997B0 | Bus1=X2860499B.1.2 | Bus2= | SX2860499B | .1 | .2 | linecode=4/0Triplex | length=50 | units=ft
New | Line. | Tpx338998B0 | Bus1=X3254229B.1.2 | Bus2= | SX3254229B | .1 | .2 | linecode=4/0Triplex | length=50 | units=ft
New | Line. | Tpx338999B0 | Bus1=X2822873B.1.2 | Bus2= | SX2822873B | .1 | .2 | linecode=4/0Triplex | length=50 | units=ft
New | Line. | Tpx339001B0 | Bus1=X3178988B.1.2 | Bus2= | SX3178988B | .1 | .2 | linecode=4/0Triplex | length=50 | units=ft
New | Line. | Tpx339002B0 | Bus1=X2785536B.1.2 | Bus2= | SX2785536B | .1 | .2 | linecode=4/0Triplex | length=50 | units=ft
New | Line. | Tpx339003B0 | Bus1=X3066826B.1.2 | Bus2= | SX3066826B | .1 | .2 | linecode=4/0Triplex | length=50 | units=ft
New | Line. | Tpx339004B0 | Bus1=X3197653B.1.2 | Bus2= | SX3197653B | .1 | .2 | linecode=4/0Triplex | length=50 | units=ft
New | Line. | Tpx339005B0 | Bus1=X2785535B.1.2 | Bus2= | SX2785535B | .1 | .2 | linecode=4/0Triplex | length=50 | units=ft
New | Line. | Tpx339006B0 | Bus1=X2916619B.1.2 | Bus2= | SX2916619B | .1 | .2 | linecode=4/0Triplex | length=50 | units=ft
New | Line. | Tpx339007B0 | Bus1=X2916617B.1.2 | Bus2= | SX2916617B | .1 | .2 | linecode=4/0Triplex | length=50 | units=ft
New | Line. | Tpx339008B0 | Bus1=X3122835B.1.2 | Bus2= | SX3122835B | .1 | .2 | linecode=4/0Triplex | length=50 | units=ft
New | Line. | Tpx339010B0 | Bus1=X2691966B.1.2 | Bus2= | SX2691966B | .1 | .2 | linecode=4/0Triplex | length=50 | units=ft
New | Line. | Tpx339011B0 | Bus1=X3104145B.1.2 | Bus2= | SX3104145B | .1 | .2 | linecode=4/0Triplex | length=50 | units=ft
New | Line. | Tpx339012B0 | Bus1=X2973171B.1.2 | Bus2= | SX2973171B | .1 | .2 | linecode=4/0Triplex | length=50 | units=ft
New | Line. | Tpx339013B0 | Bus1=X2804270B.1.2 | Bus2= | SX2804270B | .1 | .2 | linecode=4/0Triplex | length=50 | units=ft
New | Line. | Tpx339016B0 | Bus1=X3235273B.1.2 | Bus2= | SX3235273B | .1 | .2 | linecode=4/0Triplex | length=50 | units=ft
New | Line. | Tpx339017C0 | Bus1=X2729423C.1.2 | Bus2= | SX2729423C | .1 | .2 | linecode=4/0Triplex | length=50 | units=ft
New | Line. | Tpx339018A0 | Bus1=X2729424A.1.2 | Bus2= | SX2729424A | .1 | .2 | linecode=4/0Triplex | length=50 | units=ft
New | Line. | Tpx339019A0 | Bus1=X3160114A.1.2 | Bus2= | SX3160114A | .1 | .2 | linecode=4/0Triplex | length=50 | units=ft
New | Line. | Tpx339020A0 | Bus1=X3104144A.1.2 | Bus2= | SX3104144A | .1 | .2 | linecode=4/0Triplex | length=50 | units=ft
New | Line. | Tpx339021A0 | Bus1=X3197652A.1.2 | Bus2= | SX3197652A | .1 | .2 | linecode=4/0Triplex | length=50 | units=ft
New | Line. | Tpx339042B0 | Bus1=X3141394B.1.2 | Bus2= | SX3141394B | .1 | .2 | linecode=4/0Triplex | length=50 | units=ft
New | Line. | Tpx339043C0 | Bus1=X2804277C.1.2 | Bus2= | SX2804277C | .1 | .2 | linecode=4/0Triplex | length=50 | units=ft
New | Line. | Tpx339044C0 | Bus1=X3197625C.1.2 | Bus2= | SX3197625C | .1 | .2 | linecode=4/0Triplex | length=50 | units=ft
New | Line. | Tpx339046A0 | Bus1=X2785511A.1.2 | Bus2= | SX2785511A | .1 | .2 | linecode=4/0Triplex | length=50 | units=ft
New | Line. | Tpx339047A0 | Bus1=X2973148A.1.2 | Bus2= | SX2973148A | .1 | .2 | linecode=4/0Triplex | length=50 | units=ft
New | Line. | Tpx339048A0 | Bus1=X3160098A.1.2 | Bus2= | SX3160098A | .1 | .2 | linecode=4/0Triplex | length=50 | units=ft
New | Line. | Tpx339049A0 | Bus1=X2916602A.1.2 | Bus2= | SX2916602A | .1 | .2 | linecode=4/0Triplex | length=50 | units=ft
New | Line. | Tpx339051C0 | Bus1=X3231255C.1.2 | Bus2= | SX3231255C | .1 | .2 | linecode=4/0Triplex | length=50 | units=ft
New | Line. | Tpx339052C0 | Bus1=X3118855C.1.2 | Bus2= | SX3118855C | .1 | .2 | linecode=4/0Triplex | length=50 | units=ft
New | Line. | Tpx339097B0 | Bus1=X3085410B.1.2 | Bus2= | SX3085410B | .1 | .2 | linecode=4/0Triplex | length=50 | units=ft
New | Line. | Tpx346639C0 | Bus1=X2992556C.1.2 | Bus2= | SX2992556C | .1 | .2 | linecode=4/0Triplex | length=50 | units=ft
New | Line. | Tpx350993C0 | Bus1=X3198356C.1.2 | Bus2= | SX3198356C | .1 | .2 | linecode=4/0Triplex | length=50 | units=ft
New | Line. | Tpx350994C0 | Bus1=X3048968C.1.2 | Bus2= | SX3048968C | .1 | .2 | linecode=4/0Triplex | length=50 | units=ft
New | Line. | Tpx351019C0 | Bus1=X2767414C.1.2 | Bus2= | SX2767414C | .1 | .2 | linecode=4/0Triplex | length=50 | units=ft
New | Line. | Tpx351020C0 | Bus1=X3045895C.1.2 | Bus2= | SX3045895C | .1 | .2 | linecode=4/0Triplex | length=50 | units=ft
New | Line. | Tpx351021C0 | Bus1=X2692664C.1.2 | Bus2= | SX2692664C | .1 | .2 | linecode=4/0Triplex | length=50 | units=ft
New | Line. | Tpx354851B0 | Bus1=X2991901B.1.2 | Bus2= | SX2991901B | .1 | .2 | linecode=4/0Triplex | length=50 | units=ft
New | Line. | Tpx355358B0 | Bus1=X2673322B.1.2 | Bus2= | SX2673322B | .1 | .2 | linecode=4/0Triplex | length=50 | units=ft
New | Line. | Tpx355359B0 | Bus1=X2766730B.1.2 | Bus2= | SX2766730B | .1 | .2 | linecode=4/0Triplex | length=50 | units=ft
New | Line. | Tpx355375A0 | Bus1=X2689691A.1.2 | Bus2= | SX2689691A | .1 | .2 | linecode=4/0Triplex | length=50 | units=ft
New | Line. | Tpx355376B0 | Bus1=X2914323B.1.2 | Bus2= | SX2914323B | .1 | .2 | linecode=4/0Triplex | length=50 | units=ft
New | Line. | Tpx355431C0 | Bus1=X3048222C.1.2 | Bus2= | SX3048222C | .1 | .2 | linecode=4/0Triplex | length=50 | units=ft
New | Line. | Tpx355432C0 | Bus1=X3122837C.1.2 | Bus2= | SX3122837C | .1 | .2 | linecode=4/0Triplex | length=50 | units=ft
New | Line. | Tpx355433C0 | Bus1=X2991933C.1.2 | Bus2= | SX2991933C | .1 | .2 | linecode=4/0Triplex | length=50 | units=ft
New | Line. | Tpx355437C0 | Bus1=X2710525C.1.2 | Bus2= | SX2710525C | .1 | .2 | linecode=4/0Triplex | length=50 | units=ft
New | Line. | Tpx355438C0 | Bus1=X2673323C.1.2 | Bus2= | SX2673323C | .1 | .2 | linecode=4/0Triplex | length=50 | units=ft
New | Line. | Tpx355584B0 | Bus1=X2710542B.1.2 | Bus2= | SX2710542B | .1 | .2 | linecode=4/0Triplex | length=50 | units=ft
New | Line. | Tpx355585B0 | Bus1=X2766742B.1.2 | Bus2= | SX2766742B | .1 | .2 | linecode=4/0Triplex | length=50 | units=ft
New | Line. | Tpx355586B0 | Bus1=X3254234B.1.2 | Bus2= | SX3254234B | .1 | .2 | linecode=4/0Triplex | length=50 | units=ft
New | Line. | Tpx355587B0 | Bus1=X3104114B.1.2 | Bus2= | SX3104114B | .1 | .2 | linecode=4/0Triplex | length=50 | units=ft
New | Line. | Tpx355588B0 | Bus1=X2822857B.1.2 | Bus2= | SX2822857B | .1 | .2 | linecode=4/0Triplex | length=50 | units=ft
New | Line. | Tpx355589B0 | Bus1=X2691939B.1.2 | Bus2= | SX2691939B | .1 | .2 | linecode=4/0Triplex | length=50 | units=ft
New | Line. | Tpx355590B0 | Bus1=X2860478B.1.2 | Bus2= | SX2860478B | .1 | .2 | linecode=4/0Triplex | length=50 | units=ft
New | Line. | Tpx355591B0 | Bus1=X2822858B.1.2 | Bus2= | SX2822858B | .1 | .2 | linecode=4/0Triplex | length=50 | units=ft
New | Line. | Tpx355592B0 | Bus1=X3254206B.1.2 | Bus2= | SX3254206B | .1 | .2 | linecode=4/0Triplex | length=50 | units=ft
New | Line. | Tpx355593B0 | Bus1=X2766715B.1.2 | Bus2= | SX2766715B | .1 | .2 | linecode=4/0Triplex | length=50 | units=ft
New | Line. | Tpx355595B0 | Bus1=X2860479B.1.2 | Bus2= | SX2860479B | .1 | .2 | linecode=4/0Triplex | length=50 | units=ft
New | Line. | Tpx355596B0 | Bus1=X3178969B.1.2 | Bus2= | SX3178969B | .1 | .2 | linecode=4/0Triplex | length=50 | units=ft
New | Line. | Tpx355597B0 | Bus1=X2729401B.1.2 | Bus2= | SX2729401B | .1 | .2 | linecode=4/0Triplex | length=50 | units=ft
New | Line. | Tpx355598B0 | Bus1=X2804245B.1.2 | Bus2= | SX2804245B | .1 | .2 | linecode=4/0Triplex | length=50 | units=ft
New | Line. | Tpx355599B0 | Bus1=X3216338B.1.2 | Bus2= | SX3216338B | .1 | .2 | linecode=4/0Triplex | length=50 | units=ft
New | Line. | Tpx355600B0 | Bus1=X2691938B.1.2 | Bus2= | SX2691938B | .1 | .2 | linecode=4/0Triplex | length=50 | units=ft
New | Line. | Tpx355601B0 | Bus1=X2673326B.1.2 | Bus2= | SX2673326B | .1 | .2 | linecode=4/0Triplex | length=50 | units=ft
New | Line. | Tpx355602B0 | Bus1=X3251806B.1.2 | Bus2= | SX3251806B | .1 | .2 | linecode=4/0Triplex | length=50 | units=ft
New | Line. | Tpx355603B0 | Bus1=X3160108B.1.2 | Bus2= | SX3160108B | .1 | .2 | linecode=4/0Triplex | length=50 | units=ft
New | Line. | Tpx355604B0 | Bus1=X2841624B.1.2 | Bus2= | SX2841624B | .1 | .2 | linecode=4/0Triplex | length=50 | units=ft
New | Line. | Tpx355605B0 | Bus1=X2729409B.1.2 | Bus2= | SX2729409B | .1 | .2 | linecode=4/0Triplex | length=50 | units=ft
New | Line. | Tpx355606B0 | Bus1=X3029510B.1.2 | Bus2= | SX3029510B | .1 | .2 | linecode=4/0Triplex | length=50 | units=ft
New | Line. | Tpx355607B0 | Bus1=X2991927B.1.2 | Bus2= | SX2991927B | .1 | .2 | linecode=4/0Triplex | length=50 | units=ft
New | Line. | Tpx355618B0 | Bus1=X2954338B.1.2 | Bus2= | SX2954338B | .1 | .2 | linecode=4/0Triplex | length=50 | units=ft
New | Line. | Tpx355767B0 | Bus1=X3197634B.1.2 | Bus2= | SX3197634B | .1 | .2 | linecode=4/0Triplex | length=50 | units=ft
New | Line. | Tpx355768B0 | Bus1=X2729408B.1.2 | Bus2= | SX2729408B | .1 | .2 | linecode=4/0Triplex | length=50 | units=ft
New | Line. | Tpx355773A0 | Bus1=X2991909A.1.2 | Bus2= | SX2991909A | .1 | .2 | linecode=4/0Triplex | length=50 | units=ft
New | Line. | Tpx355777B0 | Bus1=X3085398B.1.2 | Bus2= | SX3085398B | .1 | .2 | linecode=4/0Triplex | length=50 | units=ft
New | Line. | Tpx355778C0 | Bus1=X2673314C.1.2 | Bus2= | SX2673314C | .1 | .2 | linecode=4/0Triplex | length=50 | units=ft
New | Line. | Tpx355779C0 | Bus1=X3122817C.1.2 | Bus2= | SX3122817C | .1 | .2 | linecode=4/0Triplex | length=50 | units=ft
New | Line. | Tpx355780B0 | Bus1=X3160102B.1.2 | Bus2= | SX3160102B | .1 | .2 | linecode=4/0Triplex | length=50 | units=ft
New | Line. | Tpx355840B0 | Bus1=X2822871B.1.2 | Bus2= | SX2822871B | .1 | .2 | linecode=4/0Triplex | length=50 | units=ft
New | Line. | Tpx355842A0 | Bus1=X2876813A.1.2 | Bus2= | SX2876813A | .1 | .2 | linecode=4/0Triplex | length=50 | units=ft
New | Line. | Tpx355843A0 | Bus1=X2952013A.1.2 | Bus2= | SX2952013A | .1 | .2 | linecode=4/0Triplex | length=50 | units=ft
New | Line. | Tpx355933A0 | Bus1=X2916598A.1.2 | Bus2= | SX2916598A | .1 | .2 | linecode=4/0Triplex | length=50 | units=ft
New | Line. | Tpx355934A0 | Bus1=X3048212A.1.2 | Bus2= | SX3048212A | .1 | .2 | linecode=4/0Triplex | length=50 | units=ft
New | Line. | Tpx355935A0 | Bus1=X2691973A.1.2 | Bus2= | SX2691973A | .1 | .2 | linecode=4/0Triplex | length=50 | units=ft
New | Line. | Tpx355936A0 | Bus1=X2954357A.1.2 | Bus2= | SX2954357A | .1 | .2 | linecode=4/0Triplex | length=50 | units=ft
New | Line. | Tpx355937A0 | Bus1=X2841639A.1.2 | Bus2= | SX2841639A | .1 | .2 | linecode=4/0Triplex | length=50 | units=ft
New | Line. | Tpx355938A0 | Bus1=X2804262A.1.2 | Bus2= | SX2804262A | .1 | .2 | linecode=4/0Triplex | length=50 | units=ft
New | Line. | Tpx355942A0 | Bus1=X2973165A.1.2 | Bus2= | SX2973165A | .1 | .2 | linecode=4/0Triplex | length=50 | units=ft
New | Line. | Tpx355943C0 | Bus1=X2785529C.1.2 | Bus2= | SX2785529C | .1 | .2 | linecode=4/0Triplex | length=50 | units=ft
New | Line. | Tpx355944B0 | Bus1=X3197646B.1.2 | Bus2= | SX3197646B | .1 | .2 | linecode=4/0Triplex | length=50 | units=ft
New | Line. | Tpx356007A0 | Bus1=X3141389A.1.2 | Bus2= | SX3141389A | .1 | .2 | linecode=4/0Triplex | length=50 | units=ft
New | Line. | Tpx356008A0 | Bus1=X3197618A.1.2 | Bus2= | SX3197618A | .1 | .2 | linecode=4/0Triplex | length=50 | units=ft
New | Line. | Tpx356009A0 | Bus1=X2691936A.1.2 | Bus2= | SX2691936A | .1 | .2 | linecode=4/0Triplex | length=50 | units=ft
New | Line. | Tpx356010A0 | Bus1=X3216336A.1.2 | Bus2= | SX3216336A | .1 | .2 | linecode=4/0Triplex | length=50 | units=ft
New | Line. | Tpx356011A0 | Bus1=X3216337A.1.2 | Bus2= | SX3216337A | .1 | .2 | linecode=4/0Triplex | length=50 | units=ft
New | Line. | Tpx356012A0 | Bus1=X2841615A.1.2 | Bus2= | SX2841615A | .1 | .2 | linecode=4/0Triplex | length=50 | units=ft
New | Line. | Tpx356013A0 | Bus1=X2954348A.1.2 | Bus2= | SX2954348A | .1 | .2 | linecode=4/0Triplex | length=50 | units=ft
New | Line. | Tpx356014A0 | Bus1=X3235249A.1.2 | Bus2= | SX3235249A | .1 | .2 | linecode=4/0Triplex | length=50 | units=ft
New | Line. | Tpx356015A0 | Bus1=X2916599A.1.2 | Bus2= | SX2916599A | .1 | .2 | linecode=4/0Triplex | length=50 | units=ft
New | Line. | Tpx356062B0 | Bus1=X3122816B.1.2 | Bus2= | SX3122816B | .1 | .2 | linecode=4/0Triplex | length=50 | units=ft
New | Line. | Tpx356063C0 | Bus1=X3160103C.1.2 | Bus2= | SX3160103C | .1 | .2 | linecode=4/0Triplex | length=50 | units=ft
New | Line. | Tpx356064B0 | Bus1=X2935556B.1.2 | Bus2= | SX2935556B | .1 | .2 | linecode=4/0Triplex | length=50 | units=ft
New | Line. | Tpx356065B0 | Bus1=X3104124B.1.2 | Bus2= | SX3104124B | .1 | .2 | linecode=4/0Triplex | length=50 | units=ft
New | Line. | Tpx356787C0 | Bus1=X2970804C.1.2 | Bus2= | SX2970804C | .1 | .2 | linecode=4/0Triplex | length=50 | units=ft
New | Line. | Tpx356788C0 | Bus1=X3176661C.1.2 | Bus2= | SX3176661C | .1 | .2 | linecode=4/0Triplex | length=50 | units=ft
New | Line. | Tpx356789C0 | Bus1=X3048937C.1.2 | Bus2= | SX3048937C | .1 | .2 | linecode=4/0Triplex | length=50 | units=ft
New | Line. | Tpx356790C0 | Bus1=X2804957C.1.2 | Bus2= | SX2804957C | .1 | .2 | linecode=4/0Triplex | length=50 | units=ft
New | Line. | Tpx356791C0 | Bus1=X2767343C.1.2 | Bus2= | SX2767343C | .1 | .2 | linecode=4/0Triplex | length=50 | units=ft
New | Line. | Tpx356793C0 | Bus1=X3179608C.1.2 | Bus2= | SX3179608C | .1 | .2 | linecode=4/0Triplex | length=50 | units=ft
New | Line. | Tpx356794C0 | Bus1=X3086002C.1.2 | Bus2= | SX3086002C | .1 | .2 | linecode=4/0Triplex | length=50 | units=ft
New | Line. | Tpx356795C0 | Bus1=X2842330C.1.2 | Bus2= | SX2842330C | .1 | .2 | linecode=4/0Triplex | length=50 | units=ft
New | Line. | Tpx356796C0 | Bus1=X3235945C.1.2 | Bus2= | SX3235945C | .1 | .2 | linecode=4/0Triplex | length=50 | units=ft
New | Line. | Tpx356797C0 | Bus1=X2955006C.1.2 | Bus2= | SX2955006C | .1 | .2 | linecode=4/0Triplex | length=50 | units=ft
New | Line. | Tpx356798C0 | Bus1=X2692600C.1.2 | Bus2= | SX2692600C | .1 | .2 | linecode=4/0Triplex | length=50 | units=ft
New | Line. | Tpx356800A0 | Bus1=X3235946A.1.2 | Bus2= | SX3235946A | .1 | .2 | linecode=4/0Triplex | length=50 | units=ft
New | Line. | Tpx356801A0 | Bus1=X3011229A.1.2 | Bus2= | SX3011229A | .1 | .2 | linecode=4/0Triplex | length=50 | units=ft
New | Line. | Tpx356802A0 | Bus1=X2767342A.1.2 | Bus2= | SX2767342A | .1 | .2 | linecode=4/0Triplex | length=50 | units=ft
New | Line. | Tpx356803A0 | Bus1=X2748780A.1.2 | Bus2= | SX2748780A | .1 | .2 | linecode=4/0Triplex | length=50 | units=ft
New | Line. | Tpx356804A0 | Bus1=X2823544A.1.2 | Bus2= | SX2823544A | .1 | .2 | linecode=4/0Triplex | length=50 | units=ft
New | Line. | Tpx356805A0 | Bus1=X3195321A.1.2 | Bus2= | SX3195321A | .1 | .2 | linecode=4/0Triplex | length=50 | units=ft
New | Line. | Tpx356807A0 | Bus1=X2823545A.1.2 | Bus2= | SX2823545A | .1 | .2 | linecode=4/0Triplex | length=50 | units=ft
New | Line. | Tpx356808A0 | Bus1=X3101782A.1.2 | Bus2= | SX3101782A | .1 | .2 | linecode=4/0Triplex | length=50 | units=ft
New | Line. | Tpx356809A0 | Bus1=X2936214A.1.2 | Bus2= | SX2936214A | .1 | .2 | linecode=4/0Triplex | length=50 | units=ft
New | Line. | Tpx356810C0 | Bus1=X3142049C.1.2 | Bus2= | SX3142049C | .1 | .2 | linecode=4/0Triplex | length=50 | units=ft
New | Line. | Tpx356811A0 | Bus1=X2804956A.1.2 | Bus2= | SX2804956A | .1 | .2 | linecode=4/0Triplex | length=50 | units=ft
New | Line. | Tpx356814C0 | Bus1=X2730106C.1.2 | Bus2= | SX2730106C | .1 | .2 | linecode=4/0Triplex | length=50 | units=ft
New | Line. | Tpx356815A0 | Bus1=X2936212A.1.2 | Bus2= | SX2936212A | .1 | .2 | linecode=4/0Triplex | length=50 | units=ft
New | Line. | Tpx391736B0 | Bus1=X3029495B.1.2 | Bus2= | SX3029495B | .1 | .2 | linecode=4/0Triplex | length=50 | units=ft
New | Line. | Tpx391737B0 | Bus1=X2804247B.1.2 | Bus2= | SX2804247B | .1 | .2 | linecode=4/0Triplex | length=50 | units=ft
New | Line. | Tpx391738B0 | Bus1=X3104115B.1.2 | Bus2= | SX3104115B | .1 | .2 | linecode=4/0Triplex | length=50 | units=ft
New | Line. | Tpx391739B0 | Bus1=X2954339B.1.2 | Bus2= | SX2954339B | .1 | .2 | linecode=4/0Triplex | length=50 | units=ft
New | Line. | Tpx391740B0 | Bus1=X3048200B.1.2 | Bus2= | SX3048200B | .1 | .2 | linecode=4/0Triplex | length=50 | units=ft
New | Line. | Tpx391741B0 | Bus1=X3216339B.1.2 | Bus2= | SX3216339B | .1 | .2 | linecode=4/0Triplex | length=50 | units=ft
New | Line. | Tpx391742B0 | Bus1=X3048201B.1.2 | Bus2= | SX3048201B | .1 | .2 | linecode=4/0Triplex | length=50 | units=ft
New | Line. | Tpx391743B0 | Bus1=X3141390B.1.2 | Bus2= | SX3141390B | .1 | .2 | linecode=4/0Triplex | length=50 | units=ft
New | Line. | Tpx391744B0 | Bus1=X2710537B.1.2 | Bus2= | SX2710537B | .1 | .2 | linecode=4/0Triplex | length=50 | units=ft
New | Line. | Tpx391745B0 | Bus1=X2673300B.1.2 | Bus2= | SX2673300B | .1 | .2 | linecode=4/0Triplex | length=50 | units=ft
New | Line. | Tpx391746B0 | Bus1=X3085388B.1.2 | Bus2= | SX3085388B | .1 | .2 | linecode=4/0Triplex | length=50 | units=ft
New | Line. | Tpx391747B0 | Bus1=X2822859B.1.2 | Bus2= | SX2822859B | .1 | .2 | linecode=4/0Triplex | length=50 | units=ft
New | Line. | Tpx391748B0 | Bus1=X2991902B.1.2 | Bus2= | SX2991902B | .1 | .2 | linecode=4/0Triplex | length=50 | units=ft
New | Line. | Tpx391749B0 | Bus1=X2991918B.1.2 | Bus2= | SX2991918B | .1 | .2 | linecode=4/0Triplex | length=50 | units=ft
New | Line. | Tpx391750B0 | Bus1=X2897764B.1.2 | Bus2= | SX2897764B | .1 | .2 | linecode=4/0Triplex | length=50 | units=ft
New | Line. | Tpx391751B0 | Bus1=X2860488B.1.2 | Bus2= | SX2860488B | .1 | .2 | linecode=4/0Triplex | length=50 | units=ft
New | Line. | Tpx391752B0 | Bus1=X2804260B.1.2 | Bus2= | SX2804260B | .1 | .2 | linecode=4/0Triplex | length=50 | units=ft
New | Line. | Tpx391753B0 | Bus1=X2973163B.1.2 | Bus2= | SX2973163B | .1 | .2 | linecode=4/0Triplex | length=50 | units=ft
New | Line. | Tpx391755B0 | Bus1=X3104130B.1.2 | Bus2= | SX3104130B | .1 | .2 | linecode=4/0Triplex | length=50 | units=ft
New | Line. | Tpx391756B0 | Bus1=X2879079B.1.2 | Bus2= | SX2879079B | .1 | .2 | linecode=4/0Triplex | length=50 | units=ft
New | Line. | Tpx391757B0 | Bus1=X2991917B.1.2 | Bus2= | SX2991917B | .1 | .2 | linecode=4/0Triplex | length=50 | units=ft
New | Line. | Tpx391758B0 | Bus1=X2841636B.1.2 | Bus2= | SX2841636B | .1 | .2 | linecode=4/0Triplex | length=50 | units=ft
New | Line. | Tpx391765B0 | Bus1=X3085389B.1.2 | Bus2= | SX3085389B | .1 | .2 | linecode=4/0Triplex | length=50 | units=ft
New | Line. | Tpx391973C0 | Bus1=X2673319C.1.2 | Bus2= | SX2673319C | .1 | .2 | linecode=4/0Triplex | length=50 | units=ft
New | Line. | Tpx391976C0 | Bus1=X2841631C.1.2 | Bus2= | SX2841631C | .1 | .2 | linecode=4/0Triplex | length=50 | units=ft
New | Line. | Tpx391977A0 | Bus1=X3216350A.1.2 | Bus2= | SX3216350A | .1 | .2 | linecode=4/0Triplex | length=50 | units=ft
New | Line. | Tpx391978C0 | Bus1=X3141402C.1.2 | Bus2= | SX3141402C | .1 | .2 | linecode=4/0Triplex | length=50 | units=ft
New | Line. | Tpx391979C0 | Bus1=X3197642C.1.2 | Bus2= | SX3197642C | .1 | .2 | linecode=4/0Triplex | length=50 | units=ft
New | Line. | Tpx391980A0 | Bus1=X2691952A.1.2 | Bus2= | SX2691952A | .1 | .2 | linecode=4/0Triplex | length=50 | units=ft
New | Line. | Tpx391981A0 | Bus1=X2879081A.1.2 | Bus2= | SX2879081A | .1 | .2 | linecode=4/0Triplex | length=50 | units=ft
New | Line. | Tpx391985A0 | Bus1=X2785530A.1.2 | Bus2= | SX2785530A | .1 | .2 | linecode=4/0Triplex | length=50 | units=ft
New | Line. | Tpx391986A0 | Bus1=X2766723A.1.2 | Bus2= | SX2766723A | .1 | .2 | linecode=4/0Triplex | length=50 | units=ft
New | Line. | Tpx391987A0 | Bus1=X3122822A.1.2 | Bus2= | SX3122822A | .1 | .2 | linecode=4/0Triplex | length=50 | units=ft
New | Line. | Tpx391989A0 | Bus1=X2766747A.1.2 | Bus2= | SX2766747A | .1 | .2 | linecode=4/0Triplex | length=50 | units=ft
New | Line. | Tpx391990A0 | Bus1=X2858163A.1.2 | Bus2= | SX2858163A | .1 | .2 | linecode=4/0Triplex | length=50 | units=ft
New | Line. | Tpx391991A0 | Bus1=X3216346A.1.2 | Bus2= | SX3216346A | .1 | .2 | linecode=4/0Triplex | length=50 | units=ft
New | Line. | Tpx391992A0 | Bus1=X3029500A.1.2 | Bus2= | SX3029500A | .1 | .2 | linecode=4/0Triplex | length=50 | units=ft
New | Line. | Tpx391993A0 | Bus1=X3156034A.1.2 | Bus2= | SX3156034A | .1 | .2 | linecode=4/0Triplex | length=50 | units=ft
New | Line. | Tpx391994A0 | Bus1=X3066821A.1.2 | Bus2= | SX3066821A | .1 | .2 | linecode=4/0Triplex | length=50 | units=ft
New | Line. | Tpx391995A0 | Bus1=X2748140A.1.2 | Bus2= | SX2748140A | .1 | .2 | linecode=4/0Triplex | length=50 | units=ft
New | Line. | Tpx391996A0 | Bus1=X3141412A.1.2 | Bus2= | SX3141412A | .1 | .2 | linecode=4/0Triplex | length=50 | units=ft
New | Line. | Tpx392036B0 | Bus1=X2991915B.1.2 | Bus2= | SX2991915B | .1 | .2 | linecode=4/0Triplex | length=50 | units=ft
New | Line. | Tpx392037B0 | Bus1=X2673320B.1.2 | Bus2= | SX2673320B | .1 | .2 | linecode=4/0Triplex | length=50 | units=ft
New | Line. | Tpx392038B0 | Bus1=X2841634B.1.2 | Bus2= | SX2841634B | .1 | .2 | linecode=4/0Triplex | length=50 | units=ft
New | Line. | Tpx441311A0 | Bus1=X2766720A.1.2 | Bus2= | SX2766720A | .1 | .2 | linecode=4/0Triplex | length=50 | units=ft
New | Line. | Tpx441331C0 | Bus1=X3235254C.1.2 | Bus2= | SX3235254C | .1 | .2 | linecode=4/0Triplex | length=50 | units=ft
New | Line. | Tpx441854C0 | Bus1=X2935566C.1.2 | Bus2= | SX2935566C | .1 | .2 | linecode=4/0Triplex | length=50 | units=ft
New | Line. | Tpx442373C0 | Bus1=X3141393C.1.2 | Bus2= | SX3141393C | .1 | .2 | linecode=4/0Triplex | length=50 | units=ft
New | Line. | Tpx52107636A0 | Bus1=X3030204A.1.2 | Bus2= | SX3030204A | .1 | .2 | linecode=4/0Triplex | length=50 | units=ft
New | Line. | Tpx52107693B0 | Bus1=X3160868B.1.2 | Bus2= | SX3160868B | .1 | .2 | linecode=4/0Triplex | length=50 | units=ft
New | Line. | Tpx28044328C0 | Bus1=X2785524C.1.2 | Bus2= | SX2785524C | .1 | .2 | linecode=4/0Triplex | length=50 | units=ft
New | Line. | Tpx28099529C0 | Bus1=X3235268C.1.2 | Bus2= | SX3235268C | .1 | .2 | linecode=4/0Triplex | length=50 | units=ft
New | Line. | Tpx28118808A0 | Bus1=X3122825A.1.2 | Bus2= | SX3122825A | .1 | .2 | linecode=4/0Triplex | length=50 | units=ft
New | Line. | Tpx28118822A0 | Bus1=X2991920A.1.2 | Bus2= | SX2991920A | .1 | .2 | linecode=4/0Triplex | length=50 | units=ft
New | Line. | Tpx28118903B0 | Bus1=X2973146B.1.2 | Bus2= | SX2973146B | .1 | .2 | linecode=4/0Triplex | length=50 | units=ft
New | Line. | Tpx28119958B0 | Bus1=X2935568B.1.2 | Bus2= | SX2935568B | .1 | .2 | linecode=4/0Triplex | length=50 | units=ft
New | Line. | Tpx28120126A0 | Bus1=X2814529A.1.2 | Bus2= | SX2814529A | .1 | .2 | linecode=4/0Triplex | length=50 | units=ft
New | Line. | Tpx28120126B0 | Bus1=X2814529B.1.2 | Bus2= | SX2814529B | .1 | .2 | linecode=4/0Triplex | length=50 | units=ft
New | Line. | Tpx28120126C0 | Bus1=X2814529C.1.2 | Bus2= | SX2814529C | .1 | .2 | linecode=4/0Triplex | length=50 | units=ft
New | Line. | Tpx28120183C0 | Bus1=X3122818C.1.2 | Bus2= | SX3122818C | .1 | .2 | linecode=4/0Triplex | length=50 | units=ft
New | Line. | Tpx28120195B0 | Bus1=X3048209B.1.2 | Bus2= | SX3048209B | .1 | .2 | linecode=4/0Triplex | length=50 | units=ft
New | Line. | Tpx28120786A0 | Bus1=X2841628A.1.2 | Bus2= | SX2841628A | .1 | .2 | linecode=4/0Triplex | length=50 | units=ft
New | Line. | Tpx28120855A0 | Bus1=X2673316A.1.2 | Bus2= | SX2673316A | .1 | .2 | linecode=4/0Triplex | length=50 | units=ft
New | Line. | Tpx28121368A0 | Bus1=X2748143A.1.2 | Bus2= | SX2748143A | .1 | .2 | linecode=4/0Triplex | length=50 | units=ft
New | Line. | Tpx28121587A0 | Bus1=X2860477A.1.2 | Bus2= | SX2860477A | .1 | .2 | linecode=4/0Triplex | length=50 | units=ft
New | Line. | Tpx28126875B0 | Bus1=X3066811B.1.2 | Bus2= | SX3066811B | .1 | .2 | linecode=4/0Triplex | length=50 | units=ft
New | Line. | Tpx28127090C0 | Bus1=X2954352C.1.2 | Bus2= | SX2954352C | .1 | .2 | linecode=4/0Triplex | length=50 | units=ft
New | Line. | Tpx28127146B0 | Bus1=X3160864B.1.2 | Bus2= | SX3160864B | .1 | .2 | linecode=4/0Triplex | length=50 | units=ft
New | Line. | Tpx28127253A0 | Bus1=X3085401A.1.2 | Bus2= | SX3085401A | .1 | .2 | linecode=4/0Triplex | length=50 | units=ft
New | Line. | Tpx28127319B0 | Bus1=X2766744B.1.2 | Bus2= | SX2766744B | .1 | .2 | linecode=4/0Triplex | length=50 | units=ft
New | Line. | Tpx28127372A0 | Bus1=X2804259A.1.2 | Bus2= | SX2804259A | .1 | .2 | linecode=4/0Triplex | length=50 | units=ft
New | Line. | Tpx28127390C0 | Bus1=X2860486C.1.2 | Bus2= | SX2860486C | .1 | .2 | linecode=4/0Triplex | length=50 | units=ft
New | Line. | Tpx28127681B0 | Bus1=X2785522B.1.2 | Bus2= | SX2785522B | .1 | .2 | linecode=4/0Triplex | length=50 | units=ft
New | Line. | Tpx28128007C0 | Bus1=X2897766C.1.2 | Bus2= | SX2897766C | .1 | .2 | linecode=4/0Triplex | length=50 | units=ft
New | Line. | Tpx28128464C0 | Bus1=X3048889C.1.2 | Bus2= | SX3048889C | .1 | .2 | linecode=4/0Triplex | length=50 | units=ft
New | Line. | Tpx28128517C0 | Bus1=X3048890C.1.2 | Bus2= | SX3048890C | .1 | .2 | linecode=4/0Triplex | length=50 | units=ft
New | Line. | Tpx28129399C0 | Bus1=X2991921C.1.2 | Bus2= | SX2991921C | .1 | .2 | linecode=4/0Triplex | length=50 | units=ft
New | Line. | Tpx28129466A0 | Bus1=X3011293A.1.2 | Bus2= | SX3011293A | .1 | .2 | linecode=4/0Triplex | length=50 | units=ft
New | Line. | Tpx28129466B0 | Bus1=X3011293B.1.2 | Bus2= | SX3011293B | .1 | .2 | linecode=4/0Triplex | length=50 | units=ft
New | Line. | Tpx28129466C0 | Bus1=X3011293C.1.2 | Bus2= | SX3011293C | .1 | .2 | linecode=4/0Triplex | length=50 | units=ft
New | Line. | Tpx28129923C0 | Bus1=X3123509C.1.2 | Bus2= | SX3123509C | .1 | .2 | linecode=4/0Triplex | length=50 | units=ft
New | Line. | Tpx28147018B0 | Bus1=X2841620B.1.2 | Bus2= | SX2841620B | .1 | .2 | linecode=4/0Triplex | length=50 | units=ft
New | Line. | Tpx28147708B0 | Bus1=X2991929B.1.2 | Bus2= | SX2991929B | .1 | .2 | linecode=4/0Triplex | length=50 | units=ft
New | Line. | Tpx28147899C0 | Bus1=X3160793C.1.2 | Bus2= | SX3160793C | .1 | .2 | linecode=4/0Triplex | length=50 | units=ft
New | Line. | Tpx28147974B0 | Bus1=X2691946B.1.2 | Bus2= | SX2691946B | .1 | .2 | linecode=4/0Triplex | length=50 | units=ft
New | Line. | Tpx28148060C0 | Bus1=X2991940C.1.2 | Bus2= | SX2991940C | .1 | .2 | linecode=4/0Triplex | length=50 | units=ft
New | Line. | Tpx28148580B0 | Bus1=X3197636B.1.2 | Bus2= | SX3197636B | .1 | .2 | linecode=4/0Triplex | length=50 | units=ft
New | Line. | Tpx28148633A0 | Bus1=X2991905A.1.2 | Bus2= | SX2991905A | .1 | .2 | linecode=4/0Triplex | length=50 | units=ft
New | Line. | Tpx28149184C0 | Bus1=X3141395C.1.2 | Bus2= | SX3141395C | .1 | .2 | linecode=4/0Triplex | length=50 | units=ft
New | Line. | Tpx28150172A0 | Bus1=X2748135A.1.2 | Bus2= | SX2748135A | .1 | .2 | linecode=4/0Triplex | length=50 | units=ft
New | Line. | Tpx28150189A0 | Bus1=X2729412A.1.2 | Bus2= | SX2729412A | .1 | .2 | linecode=4/0Triplex | length=50 | units=ft
New | Line. | Tpx28150292A0 | Bus1=X2839305A.1.2 | Bus2= | SX2839305A | .1 | .2 | linecode=4/0Triplex | length=50 | units=ft
New | Line. | Tpx21015706A0 | Bus1=X3160123A.1.2 | Bus2= | SX3160123A | .1 | .2 | linecode=4/0Triplex | length=50 | units=ft
New | Line. | Tpx21015829A0 | Bus1=X2822861A.1.2 | Bus2= | SX2822861A | .1 | .2 | linecode=4/0Triplex | length=50 | units=ft
New | Line. | Tpx21031684A0 | Bus1=X2841616A.1.2 | Bus2= | SX2841616A | .1 | .2 | linecode=4/0Triplex | length=50 | units=ft
New | Line. | Tpx21031694B0 | Bus1=X3122812B.1.2 | Bus2= | SX3122812B | .1 | .2 | linecode=4/0Triplex | length=50 | units=ft
New | Line. | Tpx21148701B0 | Bus1=X2897771B.1.2 | Bus2= | SX2897771B | .1 | .2 | linecode=4/0Triplex | length=50 | units=ft
New | Line. | Tpx21149420A0 | Bus1=X3178973A.1.2 | Bus2= | SX3178973A | .1 | .2 | linecode=4/0Triplex | length=50 | units=ft
New | Line. | Tpx21197413C0 | Bus1=X3141411C.1.2 | Bus2= | SX3141411C | .1 | .2 | linecode=4/0Triplex | length=50 | units=ft
New | Line. | Tpx21209868A0 | Bus1=X2710518A.1.2 | Bus2= | SX2710518A | .1 | .2 | linecode=4/0Triplex | length=50 | units=ft
New | Line. | Tpx21236413B0 | Bus1=X3085391B.1.2 | Bus2= | SX3085391B | .1 | .2 | linecode=4/0Triplex | length=50 | units=ft
New | Line. | Tpx21243817A0 | Bus1=X2955076A.1.2 | Bus2= | SX2955076A | .1 | .2 | linecode=4/0Triplex | length=50 | units=ft
New | Line. | Tpx21248901B0 | Bus1=X2729430B.1.2 | Bus2= | SX2729430B | .1 | .2 | linecode=4/0Triplex | length=50 | units=ft
New | Line. | Tpx21249626B0 | Bus1=X3142079B.1.2 | Bus2= | SX3142079B | .1 | .2 | linecode=4/0Triplex | length=50 | units=ft
New | Line. | Tpx21249647B0 | Bus1=X2955055B.1.2 | Bus2= | SX2955055B | .1 | .2 | linecode=4/0Triplex | length=50 | units=ft
New | Line. | Tpx21249674B0 | Bus1=X2879753B.1.2 | Bus2= | SX2879753B | .1 | .2 | linecode=4/0Triplex | length=50 | units=ft
New | Line. | Tpx21325725C0 | Bus1=X2842390C.1.2 | Bus2= | SX2842390C | .1 | .2 | linecode=4/0Triplex | length=50 | units=ft
New | Line. | Tpx21357515A0 | Bus1=X2710511A.1.2 | Bus2= | SX2710511A | .1 | .2 | linecode=4/0Triplex | length=50 | units=ft
New | Line. | Tpx21357865A0 | Bus1=X2766719A.1.2 | Bus2= | SX2766719A | .1 | .2 | linecode=4/0Triplex | length=50 | units=ft
New | Line. | Tpx21357901B0 | Bus1=X3160117B.1.2 | Bus2= | SX3160117B | .1 | .2 | linecode=4/0Triplex | length=50 | units=ft
New | Line. | Tpx21357984C0 | Bus1=X2897790C.1.2 | Bus2= | SX2897790C | .1 | .2 | linecode=4/0Triplex | length=50 | units=ft
New | Line. | Tpx21373784A0 | Bus1=X3066817A.1.2 | Bus2= | SX3066817A | .1 | .2 | linecode=4/0Triplex | length=50 | units=ft
New | Line. | Tpx21380156B0 | Bus1=X2841641B.1.2 | Bus2= | SX2841641B | .1 | .2 | linecode=4/0Triplex | length=50 | units=ft
New | Line. | Tpx21380325B0 | Bus1=X2674027B.1.2 | Bus2= | SX2674027B | .1 | .2 | linecode=4/0Triplex | length=50 | units=ft
New | Line. | Tpx21380453A0 | Bus1=X3010557A.1.2 | Bus2= | SX3010557A | .1 | .2 | linecode=4/0Triplex | length=50 | units=ft
New | Line. | Tpx21380500C0 | Bus1=X3235242C.1.2 | Bus2= | SX3235242C | .1 | .2 | linecode=4/0Triplex | length=50 | units=ft
New | Line. | Tpx21380528A0 | Bus1=X2973150A.1.2 | Bus2= | SX2973150A | .1 | .2 | linecode=4/0Triplex | length=50 | units=ft
New | Line. | Tpx21380599A0 | Bus1=X3066804A.1.2 | Bus2= | SX3066804A | .1 | .2 | linecode=4/0Triplex | length=50 | units=ft
New | Line. | Tpx21380616A0 | Bus1=X2879067A.1.2 | Bus2= | SX2879067A | .1 | .2 | linecode=4/0Triplex | length=50 | units=ft
New | Line. | Tpx21381118B0 | Bus1=X2710530B.1.2 | Bus2= | SX2710530B | .1 | .2 | linecode=4/0Triplex | length=50 | units=ft
New | Line. | Tpx21382813A0 | Bus1=X2748781A.1.2 | Bus2= | SX2748781A | .1 | .2 | linecode=4/0Triplex | length=50 | units=ft
New | Line. | Tpx21382992A0 | Bus1=X3197654A.1.2 | Bus2= | SX3197654A | .1 | .2 | linecode=4/0Triplex | length=50 | units=ft
New | Line. | Tpx21383494B0 | Bus1=X2954361B.1.2 | Bus2= | SX2954361B | .1 | .2 | linecode=4/0Triplex | length=50 | units=ft
New | Line. | Tpx21383553B0 | Bus1=X2935547B.1.2 | Bus2= | SX2935547B | .1 | .2 | linecode=4/0Triplex | length=50 | units=ft
New | Line. | Tpx21384099A0 | Bus1=X3215385A.1.2 | Bus2= | SX3215385A | .1 | .2 | linecode=4/0Triplex | length=50 | units=ft
New | Line. | Tpx21384099B0 | Bus1=X3215385B.1.2 | Bus2= | SX3215385B | .1 | .2 | linecode=4/0Triplex | length=50 | units=ft
New | Line. | Tpx21384099C0 | Bus1=X3215385C.1.2 | Bus2= | SX3215385C | .1 | .2 | linecode=4/0Triplex | length=50 | units=ft
New | Line. | Tpx21384215A0 | Bus1=X2841622A.1.2 | Bus2= | SX2841622A | .1 | .2 | linecode=4/0Triplex | length=50 | units=ft
New | Line. | Tpx21385192C0 | Bus1=X2879062C.1.2 | Bus2= | SX2879062C | .1 | .2 | linecode=4/0Triplex | length=50 | units=ft
New | Line. | Tpx21386065C0 | Bus1=X2917255C.1.2 | Bus2= | SX2917255C | .1 | .2 | linecode=4/0Triplex | length=50 | units=ft
New | Line. | Tpx21386143C0 | Bus1=X3160862C.1.2 | Bus2= | SX3160862C | .1 | .2 | linecode=4/0Triplex | length=50 | units=ft
New | Line. | Tpx21386157A0 | Bus1=X3067447A.1.2 | Bus2= | SX3067447A | .1 | .2 | linecode=4/0Triplex | length=50 | units=ft
New | Line. | Tpx21386442C0 | Bus1=X3179637C.1.2 | Bus2= | SX3179637C | .1 | .2 | linecode=4/0Triplex | length=50 | units=ft
New | Line. | Tpx21386552B0 | Bus1=X2822867B.1.2 | Bus2= | SX2822867B | .1 | .2 | linecode=4/0Triplex | length=50 | units=ft
New | Line. | Tpx21386754A0 | Bus1=X2766741A.1.2 | Bus2= | SX2766741A | .1 | .2 | linecode=4/0Triplex | length=50 | units=ft
New | Line. | Tpx21386771B0 | Bus1=X2897807B.1.2 | Bus2= | SX2897807B | .1 | .2 | linecode=4/0Triplex | length=50 | units=ft
New | Line. | Tpx21386877A0 | Bus1=X2823611A.1.2 | Bus2= | SX2823611A | .1 | .2 | linecode=4/0Triplex | length=50 | units=ft
New | Line. | Tpx21386976A0 | Bus1=X3141398A.1.2 | Bus2= | SX3141398A | .1 | .2 | linecode=4/0Triplex | length=50 | units=ft
New | Line. | Tpx21387206C0 | Bus1=X3235251C.1.2 | Bus2= | SX3235251C | .1 | .2 | linecode=4/0Triplex | length=50 | units=ft
New | Line. | Tpx21387929C0 | Bus1=X2935551C.1.2 | Bus2= | SX2935551C | .1 | .2 | linecode=4/0Triplex | length=50 | units=ft
New | Line. | Tpx21388572B0 | Bus1=X3235252B.1.2 | Bus2= | SX3235252B | .1 | .2 | linecode=4/0Triplex | length=50 | units=ft
New | Line. | Tpx21389092B0 | Bus1=X2917328B.1.2 | Bus2= | SX2917328B | .1 | .2 | linecode=4/0Triplex | length=50 | units=ft
New | Line. | Tpx21389237A0 | Bus1=X2989565A.1.2 | Bus2= | SX2989565A | .1 | .2 | linecode=4/0Triplex | length=50 | units=ft
New | Line. | Tpx21389307C0 | Bus1=X2692655C.1.2 | Bus2= | SX2692655C | .1 | .2 | linecode=4/0Triplex | length=50 | units=ft
New | Line. | Tpx21389761B0 | Bus1=X2861219B.1.2 | Bus2= | SX2861219B | .1 | .2 | linecode=4/0Triplex | length=50 | units=ft
New | Line. | Tpx21389831A0 | Bus1=X2674051A.1.2 | Bus2= | SX2674051A | .1 | .2 | linecode=4/0Triplex | length=50 | units=ft
New | Line. | Tpx21389962C0 | Bus1=X2804249C.1.2 | Bus2= | SX2804249C | .1 | .2 | linecode=4/0Triplex | length=50 | units=ft
New | Line. | Tpx21390038C0 | Bus1=X3030205C.1.2 | Bus2= | SX3030205C | .1 | .2 | linecode=4/0Triplex | length=50 | units=ft
New | Line. | Tpx21391094A0 | Bus1=X3085395A.1.2 | Bus2= | SX3085395A | .1 | .2 | linecode=4/0Triplex | length=50 | units=ft
New | Line. | Tpx21391242B0 | Bus1=X2767409B.1.2 | Bus2= | SX2767409B | .1 | .2 | linecode=4/0Triplex | length=50 | units=ft
New | Line. | Tpx21391390B0 | Bus1=X3217064B.1.2 | Bus2= | SX3217064B | .1 | .2 | linecode=4/0Triplex | length=50 | units=ft
New | Line. | Tpx21393412B0 | Bus1=X2729405B.1.2 | Bus2= | SX2729405B | .1 | .2 | linecode=4/0Triplex | length=50 | units=ft
New | Line. | Tpx21393454B0 | Bus1=X3179699B.1.2 | Bus2= | SX3179699B | .1 | .2 | linecode=4/0Triplex | length=50 | units=ft
New | Line. | Tpx21393486C0 | Bus1=X2898526C.1.2 | Bus2= | SX2898526C | .1 | .2 | linecode=4/0Triplex | length=50 | units=ft
New | Line. | Tpx21393570C0 | Bus1=X2674052C.1.2 | Bus2= | SX2674052C | .1 | .2 | linecode=4/0Triplex | length=50 | units=ft
New | Line. | Tpx21393643A0 | Bus1=X2851933A.1.2 | Bus2= | SX2851933A | .1 | .2 | linecode=4/0Triplex | length=50 | units=ft
New | Line. | Tpx21393643B0 | Bus1=X2851933B.1.2 | Bus2= | SX2851933B | .1 | .2 | linecode=4/0Triplex | length=50 | units=ft
New | Line. | Tpx21393643C0 | Bus1=X2851933C.1.2 | Bus2= | SX2851933C | .1 | .2 | linecode=4/0Triplex | length=50 | units=ft
New | Line. | Tpx21395720C0 | Bus1=X2860492C.1.2 | Bus2= | SX2860492C | .1 | .2 | linecode=4/0Triplex | length=50 | units=ft
New | Line. | Tpx21395962A0 | Bus1=X3197645A.1.2 | Bus2= | SX3197645A | .1 | .2 | linecode=4/0Triplex | length=50 | units=ft
New | Line. | Tpx21396015A0 | Bus1=X3048211A.1.2 | Bus2= | SX3048211A | .1 | .2 | linecode=4/0Triplex | length=50 | units=ft
New | Line. | Tpx21396254A0 | Bus1=X2804253A.1.2 | Bus2= | SX2804253A | .1 | .2 | linecode=4/0Triplex | length=50 | units=ft
New | Line. | Tpx21396331B0 | Bus1=X3178981B.1.2 | Bus2= | SX3178981B | .1 | .2 | linecode=4/0Triplex | length=50 | units=ft
New | Line. | Tpx21396606C0 | Bus1=X2785525C.1.2 | Bus2= | SX2785525C | .1 | .2 | linecode=4/0Triplex | length=50 | units=ft
New | Line. | Tpx21396699B0 | Bus1=X2860483B.1.2 | Bus2= | SX2860483B | .1 | .2 | linecode=4/0Triplex | length=50 | units=ft
New | Line. | Tpx21396796B0 | Bus1=X3141397B.1.2 | Bus2= | SX3141397B | .1 | .2 | linecode=4/0Triplex | length=50 | units=ft
New | Line. | Tpx21396815C0 | Bus1=X3253995C.1.2 | Bus2= | SX3253995C | .1 | .2 | linecode=4/0Triplex | length=50 | units=ft
New | Line. | Tpx21396867A0 | Bus1=X2710536A.1.2 | Bus2= | SX2710536A | .1 | .2 | linecode=4/0Triplex | length=50 | units=ft
New | Line. | Tpx21396959A0 | Bus1=X3197638A.1.2 | Bus2= | SX3197638A | .1 | .2 | linecode=4/0Triplex | length=50 | units=ft
New | Line. | Tpx21397005A0 | Bus1=X2935557A.1.2 | Bus2= | SX2935557A | .1 | .2 | linecode=4/0Triplex | length=50 | units=ft
New | Line. | Tpx21397029A0 | Bus1=X2673311A.1.2 | Bus2= | SX2673311A | .1 | .2 | linecode=4/0Triplex | length=50 | units=ft
New | Line. | Tpx21397067A0 | Bus1=X2729413A.1.2 | Bus2= | SX2729413A | .1 | .2 | linecode=4/0Triplex | length=50 | units=ft
New | Line. | Tpx21397121C0 | Bus1=X3122848C.1.2 | Bus2= | SX3122848C | .1 | .2 | linecode=4/0Triplex | length=50 | units=ft
New | Line. | Tpx21397304A0 | Bus1=X2973169A.1.2 | Bus2= | SX2973169A | .1 | .2 | linecode=4/0Triplex | length=50 | units=ft
New | Line. | Tpx21397544A0 | Bus1=X2822868A.1.2 | Bus2= | SX2822868A | .1 | .2 | linecode=4/0Triplex | length=50 | units=ft
New | Line. | Tpx21397645A0 | Bus1=X2860493A.1.2 | Bus2= | SX2860493A | .1 | .2 | linecode=4/0Triplex | length=50 | units=ft
New | Line. | Tpx21397721A0 | Bus1=X3178976A.1.2 | Bus2= | SX3178976A | .1 | .2 | linecode=4/0Triplex | length=50 | units=ft
New | Line. | Tpx21397771A0 | Bus1=X2673317A.1.2 | Bus2= | SX2673317A | .1 | .2 | linecode=4/0Triplex | length=50 | units=ft
New | Line. | Tpx21398402A0 | Bus1=X2729428A.1.2 | Bus2= | SX2729428A | .1 | .2 | linecode=4/0Triplex | length=50 | units=ft
New | Line. | Tpx21398536A0 | Bus1=X2973159A.1.2 | Bus2= | SX2973159A | .1 | .2 | linecode=4/0Triplex | length=50 | units=ft
New | Line. | Tpx21398563A0 | Bus1=X3254216A.1.2 | Bus2= | SX3254216A | .1 | .2 | linecode=4/0Triplex | length=50 | units=ft
New | Line. | Tpx21398646B0 | Bus1=X2973180B.1.2 | Bus2= | SX2973180B | .1 | .2 | linecode=4/0Triplex | length=50 | units=ft
New | Line. | Tpx21398676A0 | Bus1=X3066816A.1.2 | Bus2= | SX3066816A | .1 | .2 | linecode=4/0Triplex | length=50 | units=ft
New | Line. | Tpx21398815A0 | Bus1=X3216351A.1.2 | Bus2= | SX3216351A | .1 | .2 | linecode=4/0Triplex | length=50 | units=ft
New | Line. | Tpx21399099A0 | Bus1=X2841635A.1.2 | Bus2= | SX2841635A | .1 | .2 | linecode=4/0Triplex | length=50 | units=ft
New | Line. | Tpx21399112C0 | Bus1=X3254217C.1.2 | Bus2= | SX3254217C | .1 | .2 | linecode=4/0Triplex | length=50 | units=ft
New | Line. | Tpx21399171C0 | Bus1=X2822870C.1.2 | Bus2= | SX2822870C | .1 | .2 | linecode=4/0Triplex | length=50 | units=ft
New | Line. | Tpx21399220C0 | Bus1=X2766725C.1.2 | Bus2= | SX2766725C | .1 | .2 | linecode=4/0Triplex | length=50 | units=ft
New | Line. | Tpx21399229A0 | Bus1=X2879078A.1.2 | Bus2= | SX2879078A | .1 | .2 | linecode=4/0Triplex | length=50 | units=ft
New | Line. | Tpx21399305A0 | Bus1=X3048221A.1.2 | Bus2= | SX3048221A | .1 | .2 | linecode=4/0Triplex | length=50 | units=ft
New | Line. | Tpx21399326C0 | Bus1=X2879092C.1.2 | Bus2= | SX2879092C | .1 | .2 | linecode=4/0Triplex | length=50 | units=ft
New | Line. | Tpx21399361B0 | Bus1=X2691954B.1.2 | Bus2= | SX2691954B | .1 | .2 | linecode=4/0Triplex | length=50 | units=ft
New | Line. | Tpx21399508A0 | Bus1=X3104135A.1.2 | Bus2= | SX3104135A | .1 | .2 | linecode=4/0Triplex | length=50 | units=ft
New | Line. | Tpx21399619C0 | Bus1=X2991943C.1.2 | Bus2= | SX2991943C | .1 | .2 | linecode=4/0Triplex | length=50 | units=ft
New | Line. | Tpx21399630A0 | Bus1=X3233353A.1.2 | Bus2= | SX3233353A | .1 | .2 | linecode=4/0Triplex | length=50 | units=ft
New | Line. | Tpx21399707A0 | Bus1=X3141403A.1.2 | Bus2= | SX3141403A | .1 | .2 | linecode=4/0Triplex | length=50 | units=ft
New | Line. | Tpx21399752A0 | Bus1=X2785546A.1.2 | Bus2= | SX2785546A | .1 | .2 | linecode=4/0Triplex | length=50 | units=ft
New | Line. | Tpx21399762A0 | Bus1=X2879087A.1.2 | Bus2= | SX2879087A | .1 | .2 | linecode=4/0Triplex | length=50 | units=ft
New | Line. | Tpx21399809A0 | Bus1=X2785531A.1.2 | Bus2= | SX2785531A | .1 | .2 | linecode=4/0Triplex | length=50 | units=ft
New | Line. | Tpx21399826A0 | Bus1=X3216358A.1.2 | Bus2= | SX3216358A | .1 | .2 | linecode=4/0Triplex | length=50 | units=ft
New | Line. | Tpx21400108B0 | Bus1=X2748139B.1.2 | Bus2= | SX2748139B | .1 | .2 | linecode=4/0Triplex | length=50 | units=ft
New | Line. | Tpx21400185A0 | Bus1=X2935559A.1.2 | Bus2= | SX2935559A | .1 | .2 | linecode=4/0Triplex | length=50 | units=ft
New | Line. | Tpx21400215B0 | Bus1=X3048231B.1.2 | Bus2= | SX3048231B | .1 | .2 | linecode=4/0Triplex | length=50 | units=ft
New | Line. | Tpx21400253B0 | Bus1=X2691959B.1.2 | Bus2= | SX2691959B | .1 | .2 | linecode=750_Triplex | length=50 | units=ft
New | Line. | Tpx21426205B0 | Bus1=X2731712B.1.2 | Bus2= | SX2731712B | .1 | .2 | linecode=4/0Triplex | length=50 | units=ft
New | Line. | Tpx21451973B0 | Bus1=X3010580B.1.2 | Bus2= | SX3010580B | .1 | .2 | linecode=4/0Triplex | length=50 | units=ft
New | Line. | Tpx21452406B0 | Bus1=X3216361B.1.2 | Bus2= | SX3216361B | .1 | .2 | linecode=4/0Triplex | length=50 | units=ft
New | Line. | Tpx21455388C0 | Bus1=X2879089C.1.2 | Bus2= | SX2879089C | .1 | .2 | linecode=4/0Triplex | length=50 | units=ft
New | Line. | Tpx21458756C0 | Bus1=X3232301C.1.2 | Bus2= | SX3232301C | .1 | .2 | linecode=4/0Triplex | length=50 | units=ft
New | Line. | Tpx21459629C0 | Bus1=X2763811C.1.2 | Bus2= | SX2763811C | .1 | .2 | linecode=4/0Triplex | length=50 | units=ft
New | Line. | Tpx21459640C0 | Bus1=X2970258C.1.2 | Bus2= | SX2970258C | .1 | .2 | linecode=4/0Triplex | length=50 | units=ft
New | Line. | Tpx21459651C0 | Bus1=X2763812C.1.2 | Bus2= | SX2763812C | .1 | .2 | linecode=4/0Triplex | length=50 | units=ft
New | Line. | Tpx21459660C0 | Bus1=X3101194C.1.2 | Bus2= | SX3101194C | .1 | .2 | linecode=4/0Triplex | length=50 | units=ft
New | Line. | Tpx21467859B0 | Bus1=X2916625B.1.2 | Bus2= | SX2916625B | .1 | .2 | linecode=4/0Triplex | length=50 | units=ft
New | Line. | Tpx21469911A0 | Bus1=X2955047A.1.2 | Bus2= | SX2955047A | .1 | .2 | linecode=4/0Triplex | length=50 | units=ft
New | Line. | Tpx21469960B0 | Bus1=X3066830B.1.2 | Bus2= | SX3066830B | .1 | .2 | linecode=4/0Triplex | length=50 | units=ft
New | Line. | Tpx21470122B0 | Bus1=X2673343B.1.2 | Bus2= | SX2673343B | .1 | .2 | linecode=4/0Triplex | length=50 | units=ft
New | Line. | Tpx21470326A0 | Bus1=X2766748A.1.2 | Bus2= | SX2766748A | .1 | .2 | linecode=4/0Triplex | length=50 | units=ft
New | Line. | Tpx21470405A0 | Bus1=X2897801A.1.2 | Bus2= | SX2897801A | .1 | .2 | linecode=4/0Triplex | length=50 | units=ft
New | Line. | Tpx21471907A0 | Bus1=X2897805A.1.2 | Bus2= | SX2897805A | .1 | .2 | linecode=4/0Triplex | length=50 | units=ft
New | Line. | Tpx21474556A0 | Bus1=X3086098A.1.2 | Bus2= | SX3086098A | .1 | .2 | linecode=4/0Triplex | length=50 | units=ft
New | Line. | Tpx21474587C0 | Bus1=X3104155C.1.2 | Bus2= | SX3104155C | .1 | .2 | linecode=4/0Triplex | length=50 | units=ft
New | Line. | Tpx21474614C0 | Bus1=X2710543C.1.2 | Bus2= | SX2710543C | .1 | .2 | linecode=4/0Triplex | length=50 | units=ft
New | Line. | Tpx21474711C0 | Bus1=X2861197C.1.2 | Bus2= | SX2861197C | .1 | .2 | linecode=4/0Triplex | length=50 | units=ft
New | Line. | Tpx21475841A0 | Bus1=X2992657A.1.2 | Bus2= | SX2992657A | .1 | .2 | linecode=4/0Triplex | length=50 | units=ft
New | Line. | Tpx21482181A0 | Bus1=X3254237A.1.2 | Bus2= | SX3254237A | .1 | .2 | linecode=4/0Triplex | length=50 | units=ft
New | Line. | Tpx21482279A0 | Bus1=X2710544A.1.2 | Bus2= | SX2710544A | .1 | .2 | linecode=4/0Triplex | length=50 | units=ft
New | Line. | Tpx21482431A0 | Bus1=X2917359A.1.2 | Bus2= | SX2917359A | .1 | .2 | linecode=4/0Triplex | length=50 | units=ft
New | Line. | Tpx21483138A0 | Bus1=X3122847A.1.2 | Bus2= | SX3122847A | .1 | .2 | linecode=4/0Triplex | length=50 | units=ft
New | Line. | Tpx21486213B0 | Bus1=X3029520B.1.2 | Bus2= | SX3029520B | .1 | .2 | linecode=4/0Triplex | length=50 | units=ft
New | Line. | Tpx223400157C0 | Bus1=X3150961C.1.2 | Bus2= | SX3150961C | .1 | .2 | linecode=4/0Triplex | length=50 | units=ft
New | Line. | Tpx225498968B0 | Bus1=X2684420B.1.2 | Bus2= | SX2684420B | .1 | .2 | linecode=4/0Triplex | length=50 | units=ft
New | Line. | Tpx225533162A0 | Bus1=X2685809A.1.2 | Bus2= | SX2685809A | .1 | .2 | linecode=4/0Triplex | length=50 | units=ft
New | Line. | Tpx225533215C0 | Bus1=X3097861C.1.2 | Bus2= | SX3097861C | .1 | .2 | linecode=4/0Triplex | length=50 | units=ft
New | Line. | Tpx225533237B0 | Bus1=X2798067B.1.2 | Bus2= | SX2798067B | .1 | .2 | linecode=4/0Triplex | length=50 | units=ft
New | Line. | Tpx225533337A0 | Bus1=X2929261A.1.2 | Bus2= | SX2929261A | .1 | .2 | linecode=4/0Triplex | length=50 | units=ft
New | Line. | Tpx225533423C0 | Bus1=X2891575C.1.2 | Bus2= | SX2891575C | .1 | .2 | linecode=4/0Triplex | length=50 | units=ft
New | Line. | Tpx225533531A0 | Bus1=X2685805A.1.2 | Bus2= | SX2685805A | .1 | .2 | linecode=4/0Triplex | length=50 | units=ft
New | Line. | Tpx225533675B0 | Bus1=X3225319B.1.2 | Bus2= | SX3225319B | .1 | .2 | linecode=4/0Triplex | length=50 | units=ft
New | Line. | Tpx225533703C0 | Bus1=X2925506C.1.2 | Bus2= | SX2925506C | .1 | .2 | linecode=4/0Triplex | length=50 | units=ft
New | Line. | Tpx225534325A0 | Bus1=X2983432A.1.2 | Bus2= | SX2983432A | .1 | .2 | linecode=4/0Triplex | length=50 | units=ft
New | Line. | Tpx225571845B0 | Bus1=X2948732B.1.2 | Bus2= | SX2948732B | .1 | .2 | linecode=4/0Triplex | length=50 | units=ft
New | Line. | Tpx225571871B0 | Bus1=X2911069B.1.2 | Bus2= | SX2911069B | .1 | .2 | linecode=4/0Triplex | length=50 | units=ft
New | Line. | Tpx225577437C0 | Bus1=X2724120C.1.2 | Bus2= | SX2724120C | .1 | .2 | linecode=4/0Triplex | length=50 | units=ft
New | Line. | Tpx225668688A0 | Bus1=X2858175A.1.2 | Bus2= | SX2858175A | .1 | .2 | linecode=4/0Triplex | length=50 | units=ft
New | Line. | Tpx225673440A0 | Bus1=X3251807A.1.2 | Bus2= | SX3251807A | .1 | .2 | linecode=4/0Triplex | length=50 | units=ft
New | Line. | Tpx225684682B0 | Bus1=X3231269B.1.2 | Bus2= | SX3231269B | .1 | .2 | linecode=4/0Triplex | length=50 | units=ft
New | Line. | Tpx225700953A0 | Bus1=X3081380A.1.2 | Bus2= | SX3081380A | .1 | .2 | linecode=4/0Triplex | length=50 | units=ft
New | Line. | Tpx225767272A0 | Bus1=X3139103A.1.2 | Bus2= | SX3139103A | .1 | .2 | linecode=4/0Triplex | length=50 | units=ft
New | Line. | Tpx225806974A0 | Bus1=X2876814A.1.2 | Bus2= | SX2876814A | .1 | .2 | linecode=4/0Triplex | length=50 | units=ft
New | Line. | Tpx225869139A0 | Bus1=X3120503A.1.2 | Bus2= | SX3120503A | .1 | .2 | linecode=4/0Triplex | length=50 | units=ft
New | Line. | Tpx225897846A0 | Bus1=X3120504A.1.2 | Bus2= | SX3120504A | .1 | .2 | linecode=4/0Triplex | length=50 | units=ft
New | Line. | Tpx225897943C0 | Bus1=X2875754C.1.2 | Bus2= | SX2875754C | .1 | .2 | linecode=4/0Triplex | length=50 | units=ft
New | Line. | Tpx225901711A0 | Bus1=X3195327A.1.2 | Bus2= | SX3195327A | .1 | .2 | linecode=4/0Triplex | length=50 | units=ft
New | Line. | Tpx225906836C0 | Bus1=X2763407C.1.2 | Bus2= | SX2763407C | .1 | .2 | linecode=4/0Triplex | length=50 | units=ft
New | Line. | Tpx225918926B0 | Bus1=X2688692B.1.2 | Bus2= | SX2688692B | .1 | .2 | linecode=4/0Triplex | length=50 | units=ft
New | Line. | Tpx225918936C0 | Bus1=X2688693C.1.2 | Bus2= | SX2688693C | .1 | .2 | linecode=4/0Triplex | length=50 | units=ft
New | Line. | Tpx225940756B0 | Bus1=X2913406B.1.2 | Bus2= | SX2913406B | .1 | .2 | linecode=4/0Triplex | length=50 | units=ft
New | Line. | Tpx225991691A0 | Bus1=X2989571A.1.2 | Bus2= | SX2989571A | .1 | .2 | linecode=4/0Triplex | length=50 | units=ft
New | Line. | Tpx226010605C0 | Bus1=X2764411C.1.2 | Bus2= | SX2764411C | .1 | .2 | linecode=4/0Triplex | length=50 | units=ft
New | Line. | Tpx226024307B0 | Bus1=X3119793B.1.2 | Bus2= | SX3119793B | .1 | .2 | linecode=4/0Triplex | length=50 | units=ft
New | Line. | Tpx226029836A0 | Bus1=X3251808A.1.2 | Bus2= | SX3251808A | .1 | .2 | linecode=4/0Triplex | length=50 | units=ft
New | Line. | Tpx226101449A0 | Bus1=X3027133A.1.2 | Bus2= | SX3027133A | .1 | .2 | linecode=4/0Triplex | length=50 | units=ft
New | Line. | Tpx226101460A0 | Bus1=X2857591A.1.2 | Bus2= | SX2857591A | .1 | .2 | linecode=4/0Triplex | length=50 | units=ft
New | Line. | Tpx226109079A0 | Bus1=X2726983A.1.2 | Bus2= | SX2726983A | .1 | .2 | linecode=4/0Triplex | length=50 | units=ft
New | Line. | Tpx226115278A0 | Bus1=X3157167A.1.2 | Bus2= | SX3157167A | .1 | .2 | linecode=4/0Triplex | length=50 | units=ft
New | Line. | Tpx226159329A0 | Bus1=X3082993A.1.2 | Bus2= | SX3082993A | .1 | .2 | linecode=4/0Triplex | length=50 | units=ft
New | Line. | Tpx226163467A0 | Bus1=X3120376A.1.2 | Bus2= | SX3120376A | .1 | .2 | linecode=4/0Triplex | length=50 | units=ft
New | Line. | Tpx226163575B0 | Bus1=X2989432B.1.2 | Bus2= | SX2989432B | .1 | .2 | linecode=4/0Triplex | length=50 | units=ft
New | Line. | Tpx226191772C0 | Bus1=X3120484C.1.2 | Bus2= | SX3120484C | .1 | .2 | linecode=4/0Triplex | length=50 | units=ft
New | Line. | Tpx226191778C0 | Bus1=X2820528C.1.2 | Bus2= | SX2820528C | .1 | .2 | linecode=4/0Triplex | length=50 | units=ft
New | Line. | Tpx226191779C0 | Bus1=X2745799C.1.2 | Bus2= | SX2745799C | .1 | .2 | linecode=4/0Triplex | length=50 | units=ft
New | Line. | Tpx226191850A0 | Bus1=X3270814A.1.2 | Bus2= | SX3270814A | .1 | .2 | linecode=4/0Triplex | length=50 | units=ft
New | Line. | Tpx226191951B0 | Bus1=X2801895B.1.2 | Bus2= | SX2801895B | .1 | .2 | linecode=4/0Triplex | length=50 | units=ft
New | Line. | Tpx226191995B0 | Bus1=X2801896B.1.2 | Bus2= | SX2801896B | .1 | .2 | linecode=4/0Triplex | length=50 | units=ft
New | Line. | Tpx226192175C0 | Bus1=X3214055C.1.2 | Bus2= | SX3214055C | .1 | .2 | linecode=4/0Triplex | length=50 | units=ft
New | Line. | Tpx226192185A0 | Bus1=X3195310A.1.2 | Bus2= | SX3195310A | .1 | .2 | linecode=4/0Triplex | length=50 | units=ft
New | Line. | Tpx226192492B0 | Bus1=X3008232B.1.2 | Bus2= | SX3008232B | .1 | .2 | linecode=4/0Triplex | length=50 | units=ft
New | Line. | Tpx226192493B0 | Bus1=X2764399B.1.2 | Bus2= | SX2764399B | .1 | .2 | linecode=4/0Triplex | length=50 | units=ft
New | Line. | Tpx226192684A0 | Bus1=X3027116A.1.2 | Bus2= | SX3027116A | .1 | .2 | linecode=4/0Triplex | length=50 | units=ft
New | Line. | Tpx226192762B0 | Bus1=X2689678B.1.2 | Bus2= | SX2689678B | .1 | .2 | linecode=4/0Triplex | length=50 | units=ft
New | Line. | Tpx226192801C0 | Bus1=X2951995C.1.2 | Bus2= | SX2951995C | .1 | .2 | linecode=4/0Triplex | length=50 | units=ft
New | Line. | Tpx226192846B0 | Bus1=X3139086B.1.2 | Bus2= | SX3139086B | .1 | .2 | linecode=4/0Triplex | length=50 | units=ft
New | Line. | Tpx226192890C0 | Bus1=X2933120C.1.2 | Bus2= | SX2933120C | .1 | .2 | linecode=4/0Triplex | length=50 | units=ft
New | Line. | Tpx226192926A0 | Bus1=X2726973A.1.2 | Bus2= | SX2726973A | .1 | .2 | linecode=4/0Triplex | length=50 | units=ft
New | Line. | Tpx226192936B0 | Bus1=X2820531B.1.2 | Bus2= | SX2820531B | .1 | .2 | linecode=4/0Triplex | length=50 | units=ft
New | Line. | Tpx226192954C0 | Bus1=X3157708C.1.2 | Bus2= | SX3157708C | .1 | .2 | linecode=4/0Triplex | length=50 | units=ft
New | Line. | Tpx226192994A0 | Bus1=X2858166A.1.2 | Bus2= | SX2858166A | .1 | .2 | linecode=4/0Triplex | length=50 | units=ft
New | Line. | Tpx226193078A0 | Bus1=X2764403A.1.2 | Bus2= | SX2764403A | .1 | .2 | linecode=4/0Triplex | length=50 | units=ft
New | Line. | Tpx226193134C0 | Bus1=X2895449C.1.2 | Bus2= | SX2895449C | .1 | .2 | linecode=4/0Triplex | length=50 | units=ft
New | Line. | Tpx226193170A0 | Bus1=X3176656A.1.2 | Bus2= | SX3176656A | .1 | .2 | linecode=4/0Triplex | length=50 | units=ft
New | Line. | Tpx226193298A0 | Bus1=X2820533A.1.2 | Bus2= | SX2820533A | .1 | .2 | linecode=4/0Triplex | length=50 | units=ft
New | Line. | Tpx226193338A0 | Bus1=X2876796A.1.2 | Bus2= | SX2876796A | .1 | .2 | linecode=4/0Triplex | length=50 | units=ft
New | Line. | Tpx226193345A0 | Bus1=X2876797A.1.2 | Bus2= | SX2876797A | .1 | .2 | linecode=4/0Triplex | length=50 | units=ft
New | Line. | Tpx226193361B0 | Bus1=X3157710B.1.2 | Bus2= | SX3157710B | .1 | .2 | linecode=4/0Triplex | length=50 | units=ft
New | Line. | Tpx226193395B0 | Bus1=X2726974B.1.2 | Bus2= | SX2726974B | .1 | .2 | linecode=4/0Triplex | length=50 | units=ft
New | Line. | Tpx226193422B0 | Bus1=X2726975B.1.2 | Bus2= | SX2726975B | .1 | .2 | linecode=4/0Triplex | length=50 | units=ft
New | Line. | Tpx226193662A0 | Bus1=X3195315A.1.2 | Bus2= | SX3195315A | .1 | .2 | linecode=4/0Triplex | length=50 | units=ft
New | Line. | Tpx226193696A0 | Bus1=X3143999A.1.2 | Bus2= | SX3143999A | .1 | .2 | linecode=4/0Triplex | length=50 | units=ft
New | Line. | Tpx226193698C0 | Bus1=X3125349C.1.2 | Bus2= | SX3125349C | .1 | .2 | linecode=4/0Triplex | length=50 | units=ft
New | Line. | Tpx226193702C0 | Bus1=X3181545C.1.2 | Bus2= | SX3181545C | .1 | .2 | linecode=4/0Triplex | length=50 | units=ft
New | Line. | Tpx226193737C0 | Bus1=X3082981C.1.2 | Bus2= | SX3082981C | .1 | .2 | linecode=4/0Triplex | length=50 | units=ft
New | Line. | Tpx226193745B0 | Bus1=X2876798B.1.2 | Bus2= | SX2876798B | .1 | .2 | linecode=4/0Triplex | length=50 | units=ft
New | Line. | Tpx226193838C0 | Bus1=X3008237C.1.2 | Bus2= | SX3008237C | .1 | .2 | linecode=4/0Triplex | length=50 | units=ft
New | Line. | Tpx226193886B0 | Bus1=X2783231B.1.2 | Bus2= | SX2783231B | .1 | .2 | linecode=4/0Triplex | length=50 | units=ft
New | Line. | Tpx226193892B0 | Bus1=X3176660B.1.2 | Bus2= | SX3176660B | .1 | .2 | linecode=4/0Triplex | length=50 | units=ft
New | Line. | Tpx226193899B0 | Bus1=X3082983B.1.2 | Bus2= | SX3082983B | .1 | .2 | linecode=4/0Triplex | length=50 | units=ft
New | Line. | Tpx226194002B0 | Bus1=X2801902B.1.2 | Bus2= | SX2801902B | .1 | .2 | linecode=4/0Triplex | length=50 | units=ft
New | Line. | Tpx226194093A0 | Bus1=X3157718A.1.2 | Bus2= | SX3157718A | .1 | .2 | linecode=4/0Triplex | length=50 | units=ft
New | Line. | Tpx226194262C0 | Bus1=X2745806C.1.2 | Bus2= | SX2745806C | .1 | .2 | linecode=4/0Triplex | length=50 | units=ft
New | Line. | Tpx226194280B0 | Bus1=X3195318B.1.2 | Bus2= | SX3195318B | .1 | .2 | linecode=4/0Triplex | length=50 | units=ft
New | Line. | Tpx226194419C0 | Bus1=X3214071C.1.2 | Bus2= | SX3214071C | .1 | .2 | linecode=4/0Triplex | length=50 | units=ft
New | Line. | Tpx226194421C0 | Bus1=X3214069C.1.2 | Bus2= | SX3214069C | .1 | .2 | linecode=4/0Triplex | length=50 | units=ft
New | Line. | Tpx226194826A0 | Bus1=X3232902A.1.2 | Bus2= | SX3232902A | .1 | .2 | linecode=4/0Triplex | length=50 | units=ft
New | Line. | Tpx226194865A0 | Bus1=X3027122A.1.2 | Bus2= | SX3027122A | .1 | .2 | linecode=4/0Triplex | length=50 | units=ft
New | Line. | Tpx226195153B0 | Bus1=X3082988B.1.2 | Bus2= | SX3082988B | .1 | .2 | linecode=4/0Triplex | length=50 | units=ft
New | Line. | Tpx226195194C0 | Bus1=X3027124C.1.2 | Bus2= | SX3027124C | .1 | .2 | linecode=4/0Triplex | length=50 | units=ft
New | Line. | Tpx226195333C0 | Bus1=X2801909C.1.2 | Bus2= | SX2801909C | .1 | .2 | linecode=4/0Triplex | length=50 | units=ft
New | Line. | Tpx226196642A0 | Bus1=X2914324A.1.2 | Bus2= | SX2914324A | .1 | .2 | linecode=4/0Triplex | length=50 | units=ft
New | Line. | Tpx226196648A0 | Bus1=X2820556A.1.2 | Bus2= | SX2820556A | .1 | .2 | linecode=4/0Triplex | length=50 | units=ft
New | Line. | Tpx226197070A0 | Bus1=X2933135A.1.2 | Bus2= | SX2933135A | .1 | .2 | linecode=4/0Triplex | length=50 | units=ft
New | Line. | Tpx226264795A0 | Bus1=X3139366A.1.2 | Bus2= | SX3139366A | .1 | .2 | linecode=4/0Triplex | length=50 | units=ft
New | Line. | Tpx226308710B0 | Bus1=X2708744B.1.2 | Bus2= | SX2708744B | .1 | .2 | linecode=4/0Triplex | length=50 | units=ft
New | Line. | Tpx226308716B0 | Bus1=X2690187B.1.2 | Bus2= | SX2690187B | .1 | .2 | linecode=4/0Triplex | length=50 | units=ft
New | Line. | Tpx226308717A0 | Bus1=X3233412A.1.2 | Bus2= | SX3233412A | .1 | .2 | linecode=4/0Triplex | length=50 | units=ft
New | Line. | Tpx226308719B0 | Bus1=X3027670B.1.2 | Bus2= | SX3027670B | .1 | .2 | linecode=4/0Triplex | length=50 | units=ft
New | Line. | Tpx226308720A0 | Bus1=X2821087A.1.2 | Bus2= | SX2821087A | .1 | .2 | linecode=4/0Triplex | length=50 | units=ft
New | Line. | Tpx226308721A0 | Bus1=X2990098A.1.2 | Bus2= | SX2990098A | .1 | .2 | linecode=4/0Triplex | length=50 | units=ft
New | Line. | Tpx226308723B0 | Bus1=X3252336B.1.2 | Bus2= | SX3252336B | .1 | .2 | linecode=4/0Triplex | length=50 | units=ft
New | Line. | Tpx226308725B0 | Bus1=X2802480B.1.2 | Bus2= | SX2802480B | .1 | .2 | linecode=4/0Triplex | length=50 | units=ft
New | Line. | Tpx226308727B0 | Bus1=X3233413B.1.2 | Bus2= | SX3233413B | .1 | .2 | linecode=4/0Triplex | length=50 | units=ft
New | Line. | Tpx226308728A0 | Bus1=X3027671A.1.2 | Bus2= | SX3027671A | .1 | .2 | linecode=4/0Triplex | length=50 | units=ft
New | Line. | Tpx226308729B0 | Bus1=X3102286B.1.2 | Bus2= | SX3102286B | .1 | .2 | linecode=4/0Triplex | length=50 | units=ft
New | Line. | Tpx226308730A0 | Bus1=X2802481A.1.2 | Bus2= | SX2802481A | .1 | .2 | linecode=4/0Triplex | length=50 | units=ft
New | Line. | Tpx226308731A0 | Bus1=X3214549A.1.2 | Bus2= | SX3214549A | .1 | .2 | linecode=4/0Triplex | length=50 | units=ft
New | Line. | Tpx226311345B0 | Bus1=X3139598B.1.2 | Bus2= | SX3139598B | .1 | .2 | linecode=4/0Triplex | length=50 | units=ft
New | Line. | Tpx226881057B0 | Bus1=X3214112B.1.2 | Bus2= | SX3214112B | .1 | .2 | linecode=4/0Triplex | length=50 | units=ft
New | Line. | Tpx226881700A0 | Bus1=X3251854A.1.2 | Bus2= | SX3251854A | .1 | .2 | linecode=4/0Triplex | length=50 | units=ft
New | Line. | Tpx226924200B0 | Bus1=X2763072B.1.2 | Bus2= | SX2763072B | .1 | .2 | linecode=4/0Triplex | length=50 | units=ft
New | Line. | Tpx226964880A0 | Bus1=X3172805A.1.2 | Bus2= | SX3172805A | .1 | .2 | linecode=4/0Triplex | length=50 | units=ft
New | Line. | Tpx227100746A0 | Bus1=X3226771A.1.2 | Bus2= | SX3226771A | .1 | .2 | linecode=4/0Triplex | length=50 | units=ft
New | Line. | Tpx227100753A0 | Bus1=X3189190A.1.2 | Bus2= | SX3189190A | .1 | .2 | linecode=4/0Triplex | length=50 | units=ft
New | Line. | Tpx227187012A0 | Bus1=X2896685A.1.2 | Bus2= | SX2896685A | .1 | .2 | linecode=4/0Triplex | length=50 | units=ft
New | Line. | Tpx227187012B0 | Bus1=X2896685B.1.2 | Bus2= | SX2896685B | .1 | .2 | linecode=4/0Triplex | length=50 | units=ft
New | Line. | Tpx227187012C0 | Bus1=X2896685C.1.2 | Bus2= | SX2896685C | .1 | .2 | linecode=4/0Triplex | length=50 | units=ft
New | Line. | Tpx227411650C0 | Bus1=X2937757C.1.2 | Bus2= | SX2937757C | .1 | .2 | linecode=4/0Triplex | length=50 | units=ft
New | Line. | Tpx227411655C0 | Bus1=X2806553C.1.2 | Bus2= | SX2806553C | .1 | .2 | linecode=4/0Triplex | length=50 | units=ft
New | Line. | Tpx227447984C0 | Bus1=X2862616C.1.2 | Bus2= | SX2862616C | .1 | .2 | linecode=4/0Triplex | length=50 | units=ft
New | Line. | Tpx227653310C0 | Bus1=X2746587C.1.2 | Bus2= | SX2746587C | .1 | .2 | linecode=4/0Triplex | length=50 | units=ft
New | Line. | Tpx227678342C0 | Bus1=X2727795C.1.2 | Bus2= | SX2727795C | .1 | .2 | linecode=4/0Triplex | length=50 | units=ft
New | Line. | Tpx227731863A0 | Bus1=X3177665A.1.2 | Bus2= | SX3177665A | .1 | .2 | linecode=4/0Triplex | length=50 | units=ft
New | Line. | Tpx227732939B0 | Bus1=X3046854B.1.2 | Bus2= | SX3046854B | .1 | .2 | linecode=4/0Triplex | length=50 | units=ft
New | Line. | Tpx227734175B0 | Bus1=X3102793B.1.2 | Bus2= | SX3102793B | .1 | .2 | linecode=4/0Triplex | length=50 | units=ft
New | Line. | Tpx227760021A0 | Bus1=X2803199A.1.2 | Bus2= | SX2803199A | .1 | .2 | linecode=4/0Triplex | length=50 | units=ft
New | Line. | Tpx227760021B0 | Bus1=X2803199B.1.2 | Bus2= | SX2803199B | .1 | .2 | linecode=4/0Triplex | length=50 | units=ft
New | Line. | Tpx227760021C0 | Bus1=X2803199C.1.2 | Bus2= | SX2803199C | .1 | .2 | linecode=4/0Triplex | length=50 | units=ft
New | Line. | Tpx227760024A0 | Bus1=X3215203A.1.2 | Bus2= | SX3215203A | .1 | .2 | linecode=4/0Triplex | length=50 | units=ft
New | Line. | Tpx227760024B0 | Bus1=X3215203B.1.2 | Bus2= | SX3215203B | .1 | .2 | linecode=4/0Triplex | length=50 | units=ft
New | Line. | Tpx227760024C0 | Bus1=X3215203C.1.2 | Bus2= | SX3215203C | .1 | .2 | linecode=4/0Triplex | length=50 | units=ft
New | Line. | Tpx227895952A0 | Bus1=X3065665A.1.2 | Bus2= | SX3065665A | .1 | .2 | linecode=4/0Triplex | length=50 | units=ft
New | Line. | Tpx227896008C0 | Bus1=X3177881C.1.2 | Bus2= | SX3177881C | .1 | .2 | linecode=4/0Triplex | length=50 | units=ft
New | Line. | Tpx227902981A0 | Bus1=X3047058A.1.2 | Bus2= | SX3047058A | .1 | .2 | linecode=4/0Triplex | length=50 | units=ft
New | Line. | Tpx227903012A0 | Bus1=X3177894A.1.2 | Bus2= | SX3177894A | .1 | .2 | linecode=4/0Triplex | length=50 | units=ft
New | Line. | Tpx227905262A0 | Bus1=X3140238A.1.2 | Bus2= | SX3140238A | .1 | .2 | linecode=4/0Triplex | length=50 | units=ft
New | Line. | Tpx227917119A0 | Bus1=X2821770A.1.2 | Bus2= | SX2821770A | .1 | .2 | linecode=4/0Triplex | length=50 | units=ft
New | Line. | Tpx227917122A0 | Bus1=X2915534A.1.2 | Bus2= | SX2915534A | .1 | .2 | linecode=4/0Triplex | length=50 | units=ft
New | Line. | Tpx227917127C0 | Bus1=X2690868C.1.2 | Bus2= | SX2690868C | .1 | .2 | linecode=4/0Triplex | length=50 | units=ft
New | Line. | Tpx227917130C0 | Bus1=X2803194C.1.2 | Bus2= | SX2803194C | .1 | .2 | linecode=4/0Triplex | length=50 | units=ft
New | Line. | Tpx227917133C0 | Bus1=X3047073C.1.2 | Bus2= | SX3047073C | .1 | .2 | linecode=4/0Triplex | length=50 | units=ft
New | Line. | Tpx227921416A0 | Bus1=X3065696A.1.2 | Bus2= | SX3065696A | .1 | .2 | linecode=4/0Triplex | length=50 | units=ft
New | Line. | Tpx227921427A0 | Bus1=X2915542A.1.2 | Bus2= | SX2915542A | .1 | .2 | linecode=4/0Triplex | length=50 | units=ft
New | Line. | Tpx227921427B0 | Bus1=X2915542B.1.2 | Bus2= | SX2915542B | .1 | .2 | linecode=4/0Triplex | length=50 | units=ft
New | Line. | Tpx227921427C0 | Bus1=X2915542C.1.2 | Bus2= | SX2915542C | .1 | .2 | linecode=4/0Triplex | length=50 | units=ft
New | Line. | Tpx227944551A0 | Bus1=X3234149A.1.2 | Bus2= | SX3234149A | .1 | .2 | linecode=750_Triplex | length=50 | units=ft
New | Line. | Tpx227944551B0 | Bus1=X3234149B.1.2 | Bus2= | SX3234149B | .1 | .2 | linecode=750_Triplex | length=50 | units=ft
New | Line. | Tpx227944551C0 | Bus1=X3234149C.1.2 | Bus2= | SX3234149C | .1 | .2 | linecode=750_Triplex | length=50 | units=ft
New | Line. | Tpx227989724B0 | Bus1=X2859391B.1.2 | Bus2= | SX2859391B | .1 | .2 | linecode=4/0Triplex | length=50 | units=ft
New | Line. | Tpx228001810A0 | Bus1=X2859403A.1.2 | Bus2= | SX2859403A | .1 | .2 | linecode=4/0Triplex | length=50 | units=ft
New | Line. | Tpx228057846A0 | Bus1=X3215340A.1.2 | Bus2= | SX3215340A | .1 | .2 | linecode=4/0Triplex | length=50 | units=ft
New | Line. | Tpx228091193A0 | Bus1=X3047289A.1.2 | Bus2= | SX3047289A | .1 | .2 | linecode=4/0Triplex | length=50 | units=ft
New | Line. | Tpx228091193B0 | Bus1=X3047289B.1.2 | Bus2= | SX3047289B | .1 | .2 | linecode=4/0Triplex | length=50 | units=ft
New | Line. | Tpx228091193C0 | Bus1=X3047289C.1.2 | Bus2= | SX3047289C | .1 | .2 | linecode=4/0Triplex | length=50 | units=ft
New | Line. | Tpx228219458B0 | Bus1=X3215549B.1.2 | Bus2= | SX3215549B | .1 | .2 | linecode=4/0Triplex | length=50 | units=ft
New | Line. | Tpx228314460C0 | Bus1=X3253570C.1.2 | Bus2= | SX3253570C | .1 | .2 | linecode=4/0Triplex | length=50 | units=ft
New | Line. | Tpx228445756C0 | Bus1=X2972704C.1.2 | Bus2= | SX2972704C | .1 | .2 | linecode=4/0Triplex | length=50 | units=ft
New | Line. | Tpx228446184A0 | Bus1=X3159645A.1.2 | Bus2= | SX3159645A | .1 | .2 | linecode=4/0Triplex | length=50 | units=ft
New | Line. | Tpx228532641A0 | Bus1=X3091052A.1.2 | Bus2= | SX3091052A | .1 | .2 | linecode=4/0Triplex | length=50 | units=ft
New | Line. | Tpx228549643A0 | Bus1=X2916234A.1.2 | Bus2= | SX2916234A | .1 | .2 | linecode=4/0Triplex | length=50 | units=ft
New | Line. | Tpx228580047B0 | Bus1=X3029183B.1.2 | Bus2= | SX3029183B | .1 | .2 | linecode=4/0Triplex | length=50 | units=ft
New | Line. | Tpx228622562A0 | Bus1=X3108449A.1.2 | Bus2= | SX3108449A | .1 | .2 | linecode=4/0Triplex | length=50 | units=ft
New | Line. | Tpx228665517C0 | Bus1=X3103822C.1.2 | Bus2= | SX3103822C | .1 | .2 | linecode=4/0Triplex | length=50 | units=ft
New | Line. | Tpx229106135C0 | Bus1=X2991640C.1.2 | Bus2= | SX2991640C | .1 | .2 | linecode=4/0Triplex | length=50 | units=ft
New | Line. | Tpx2212168866C0 | Bus1=X2729206C.1.2 | Bus2= | SX2729206C | .1 | .2 | linecode=4/0Triplex | length=50 | units=ft
New | Line. | Tpx2212168870C0 | Bus1=X2897554C.1.2 | Bus2= | SX2897554C | .1 | .2 | linecode=4/0Triplex | length=50 | units=ft
New | Line. | Tpx2212168874C0 | Bus1=X2729207C.1.2 | Bus2= | SX2729207C | .1 | .2 | linecode=4/0Triplex | length=50 | units=ft
New | Line. | Tpx2212168880C0 | Bus1=X2766499C.1.2 | Bus2= | SX2766499C | .1 | .2 | linecode=4/0Triplex | length=50 | units=ft
New | Line. | Tpx2212168887C0 | Bus1=X2878848C.1.2 | Bus2= | SX2878848C | .1 | .2 | linecode=4/0Triplex | length=50 | units=ft
New | Line. | Tpx2212371533C0 | Bus1=X3263051C.1.2 | Bus2= | SX3263051C | .1 | .2 | linecode=4/0Triplex | length=50 | units=ft
New | Line. | Tpx2223661373A0 | Bus1=X3312692A.1.2 | Bus2= | SX3312692A | .1 | .2 | linecode=4/0Triplex | length=50 | units=ft
New | Line. | Tpx2223664050B0 | Bus1=X3315860B.1.2 | Bus2= | SX3315860B | .1 | .2 | linecode=4/0Triplex | length=50 | units=ft
New | Line. | Tpx2223703238C0 | Bus1=X3342743C.1.2 | Bus2= | SX3342743C | .1 | .2 | linecode=4/0Triplex | length=50 | units=ft
New | Line. | Tpx2223878647B0 | Bus1=X3448661B.1.2 | Bus2= | SX3448661B | .1 | .2 | linecode=4/0Triplex | length=50 | units=ft
New | Line. | Tpx2224061203C0 | Bus1=X3552667C.1.2 | Bus2= | SX3552667C | .1 | .2 | linecode=4/0Triplex | length=50 | units=ft
New | Line. | Tpx2224179616C0 | Bus1=X3626914C.1.2 | Bus2= | SX3626914C | .1 | .2 | linecode=4/0Triplex | length=50 | units=ft
New | Line. | Tpx2224192013A0 | Bus1=X3632979A.1.2 | Bus2= | SX3632979A | .1 | .2 | linecode=4/0Triplex | length=50 | units=ft
New | Line. | Tpx2224230615C0 | Bus1=X3645809C.1.2 | Bus2= | SX3645809C | .1 | .2 | linecode=4/0Triplex | length=50 | units=ft
New | Line. | Tpx2224230651C0 | Bus1=X3645810C.1.2 | Bus2= | SX3645810C | .1 | .2 | linecode=4/0Triplex | length=50 | units=ft
New | Line. | Tpx2224230689C0 | Bus1=X3645811C.1.2 | Bus2= | SX3645811C | .1 | .2 | linecode=4/0Triplex | length=50 | units=ft
New | Line. | Tpx2224230754C0 | Bus1=X3645812C.1.2 | Bus2= | SX3645812C | .1 | .2 | linecode=4/0Triplex | length=50 | units=ft
New | Line. | Tpx2224237380A0 | Bus1=X3649297A.1.2 | Bus2= | SX3649297A | .1 | .2 | linecode=4/0Triplex | length=50 | units=ft
New | Line. | Tpx2224237384A0 | Bus1=X3649298A.1.2 | Bus2= | SX3649298A | .1 | .2 | linecode=4/0Triplex | length=50 | units=ft
New | Line. | Tpx2224237391A0 | Bus1=X3649299A.1.2 | Bus2= | SX3649299A | .1 | .2 | linecode=4/0Triplex | length=50 | units=ft
New | Line. | Tpx2224237546A0 | Bus1=X3649300A.1.2 | Bus2= | SX3649300A | .1 | .2 | linecode=4/0Triplex | length=50 | units=ft
New | Line. | Tpx2224237643A0 | Bus1=X3649301A.1.2 | Bus2= | SX3649301A | .1 | .2 | linecode=4/0Triplex | length=50 | units=ft
New | Line. | Tpx2224237653A0 | Bus1=X3649302A.1.2 | Bus2= | SX3649302A | .1 | .2 | linecode=4/0Triplex | length=50 | units=ft
New | Line. | Tpx2224237713A0 | Bus1=X3649304A.1.2 | Bus2= | SX3649304A | .1 | .2 | linecode=4/0Triplex | length=50 | units=ft
New | Line. | Tpx2224237718A0 | Bus1=X3649305A.1.2 | Bus2= | SX3649305A | .1 | .2 | linecode=4/0Triplex | length=50 | units=ft
New | Line. | Tpx2224238167A0 | Bus1=X3649306A.1.2 | Bus2= | SX3649306A | .1 | .2 | linecode=4/0Triplex | length=50 | units=ft
New | Line. | Tpx2224386592A0 | Bus1=X3729297A.1.2 | Bus2= | SX3729297A | .1 | .2 | linecode=4/0Triplex | length=50 | units=ft
New | Line. | Tpx2224386617A0 | Bus1=X3729298A.1.2 | Bus2= | SX3729298A | .1 | .2 | linecode=4/0Triplex | length=50 | units=ft
New | Line. | Tpx2224386750A0 | Bus1=X3727707A.1.2 | Bus2= | SX3727707A | .1 | .2 | linecode=4/0Triplex | length=50 | units=ft
New | Line. | Tpx2224386815A0 | Bus1=X3727708A.1.2 | Bus2= | SX3727708A | .1 | .2 | linecode=4/0Triplex | length=50 | units=ft
New | Line. | Tpx2224386842A0 | Bus1=X3727709A.1.2 | Bus2= | SX3727709A | .1 | .2 | linecode=4/0Triplex | length=50 | units=ft
New | Line. | Tpx2224386863A0 | Bus1=X3727710A.1.2 | Bus2= | SX3727710A | .1 | .2 | linecode=4/0Triplex | length=50 | units=ft
New | Line. | Tpx2224386874A0 | Bus1=X3727711A.1.2 | Bus2= | SX3727711A | .1 | .2 | linecode=4/0Triplex | length=50 | units=ft
New | Line. | Tpx2224386889A0 | Bus1=X3727712A.1.2 | Bus2= | SX3727712A | .1 | .2 | linecode=4/0Triplex | length=50 | units=ft
New | Line. | Tpx2224386946A0 | Bus1=X3728037A.1.2 | Bus2= | SX3728037A | .1 | .2 | linecode=4/0Triplex | length=50 | units=ft
New | Line. | Tpx2224387019A0 | Bus1=X3728038A.1.2 | Bus2= | SX3728038A | .1 | .2 | linecode=4/0Triplex | length=50 | units=ft
New | Line. | Tpx2224387053A0 | Bus1=X3728039A.1.2 | Bus2= | SX3728039A | .1 | .2 | linecode=4/0Triplex | length=50 | units=ft
New | Line. | Tpx2224387062A0 | Bus1=X3728040A.1.2 | Bus2= | SX3728040A | .1 | .2 | linecode=4/0Triplex | length=50 | units=ft
New | Line. | Tpx2224387074A0 | Bus1=X3728041A.1.2 | Bus2= | SX3728041A | .1 | .2 | linecode=4/0Triplex | length=50 | units=ft
New | Line. | Tpx2224387113A0 | Bus1=X3728042A.1.2 | Bus2= | SX3728042A | .1 | .2 | linecode=4/0Triplex | length=50 | units=ft
New | Line. | Tpx2224387138A0 | Bus1=X3728043A.1.2 | Bus2= | SX3728043A | .1 | .2 | linecode=4/0Triplex | length=50 | units=ft
New | Line. | Tpx2224490448C0 | Bus1=X3778577C.1.2 | Bus2= | SX3778577C | .1 | .2 | linecode=4/0Triplex | length=50 | units=ft
New | Line. | Tpx2224500658A0 | Bus1=X3784018A.1.2 | Bus2= | SX3784018A | .1 | .2 | linecode=4/0Triplex | length=50 | units=ft

## Generator
x
New Generator. | PV138264B0b | phases=1 | Bus1= | SX3104125B | 2 kV= | 120 kW=10 | 8 pf=1 model=1 conn=wye daily=LoadShape_PV1
New Generator. | PV138374C0b | phases=1 | Bus1= | SX2691950C | 2 kV= | 120 kW=10 | 8 pf=1 model=1 conn=wye daily=LoadShape_PV1
New Generator. | PV138404C0a | phases=1 | Bus1= | SX2841630C | 1 kV= | 120 kW=10 | 8 pf=1 model=1 conn=wye daily=LoadShape_PV1
New Generator. | PV138405C0a | phases=1 | Bus1= | SX2841629C | 1 kV= | 120 kW=10 | 8 pf=1 model=1 conn=wye daily=LoadShape_PV1
New Generator. | PV138466C0a | phases=1 | Bus1= | SX2973144C | 1 kV= | 120 kW=10 | 8 pf=1 model=1 conn=wye daily=LoadShape_PV1
New Generator. | PV138472C0a | phases=1 | Bus1= | SX2673309C | 1 kV= | 120 kW=10 | 8 pf=1 model=1 conn=wye daily=LoadShape_PV1
New Generator. | PV138565A0a | phases=1 | Bus1= | SX3104122A | 1 kV= | 120 kW=10 | 8 pf=1 model=1 conn=wye daily=LoadShape_PV1
New Generator. | PV138566A0a | phases=1 | Bus1= | SX2785519A | 1 kV= | 120 kW=10 | 8 pf=1 model=1 conn=wye daily=LoadShape_PV1
New Generator. | PV138680A0b | phases=1 | Bus1= | SX2710521A | 2 kV= | 120 kW=10 | 8 pf=1 model=1 conn=wye daily=LoadShape_PV1
New Generator. | PV138716C0b | phases=1 | Bus1= | SX3254219C | 2 kV= | 120 kW=10 | 8 pf=1 model=1 conn=wye daily=LoadShape_PV1
New Generator. | PV138718C0a | phases=1 | Bus1= | SX3104134C | 1 kV= | 120 kW=10 | 8 pf=1 model=1 conn=wye daily=LoadShape_PV1
New Generator. | PV138719A0b | phases=1 | Bus1= | SX2860490A | 2 kV= | 120 kW=10 | 8 pf=1 model=1 conn=wye daily=LoadShape_PV1
New Generator. | PV138751B0a | phases=1 | Bus1= | SX3066818B | 1 kV= | 120 kW=10 | 8 pf=1 model=1 conn=wye daily=LoadShape_PV1
New Generator. | PV138753B0b | phases=1 | Bus1= | SX2748130B | 2 kV= | 120 kW=10 | 8 pf=1 model=1 conn=wye daily=LoadShape_PV1
New Generator. | PV157716B0a | phases=1 | Bus1= | SX3179674B | 1 kV= | 120 kW=10 | 8 pf=1 model=1 conn=wye daily=LoadShape_PV1
New Generator. | PV157718B0a | phases=1 | Bus1= | SX3142099B | 1 kV= | 120 kW=10 | 8 pf=1 model=1 conn=wye daily=LoadShape_PV1
New Generator. | PV207287B0b | phases=1 | Bus1= | SX2711234B | 2 kV= | 120 kW=10 | 8 pf=1 model=1 conn=wye daily=LoadShape_PV1
New Generator. | PV247059A0a | phases=1 | Bus1= | SX2766721A | 1 kV= | 120 kW=10 | 8 pf=1 model=1 conn=wye daily=LoadShape_PV1
New Generator. | PV247084B0a | phases=1 | Bus1= | SX3254211B | 1 kV= | 120 kW=10 | 8 pf=1 model=1 conn=wye daily=LoadShape_PV1
New Generator. | PV247184C0b | phases=1 | Bus1= | SX2936279C | 2 kV= | 120 kW=10 | 8 pf=1 model=1 conn=wye daily=LoadShape_PV1
New Generator. | PV251863C0a | phases=1 | Bus1= | SX2745811C | 1 kV= | 120 kW=10 | 8 pf=1 model=1 conn=wye daily=LoadShape_PV1
New Generator. | PV260474A0a | phases=1 | Bus1= | SX2917330A | 1 kV= | 120 kW=10 | 8 pf=1 model=1 conn=wye daily=LoadShape_PV1
New Generator. | PV260481C0a | phases=1 | Bus1= | SX2730163C | 1 kV= | 120 kW=10 | 8 pf=1 model=1 conn=wye daily=LoadShape_PV1
New Generator. | PV260494B0b | phases=1 | Bus1= | SX3068944B | 2 kV= | 120 kW=10 | 8 pf=1 model=1 conn=wye daily=LoadShape_PV1
New Generator. | PV260501B0b | phases=1 | Bus1= | SX3142098B | 2 kV= | 120 kW=10 | 8 pf=1 model=1 conn=wye daily=LoadShape_PV1
New Generator. | PV260505C0b | phases=1 | Bus1= | SX2861218C | 2 kV= | 120 kW=10 | 8 pf=1 model=1 conn=wye daily=LoadShape_PV1
New Generator. | PV260518C0a | phases=1 | Bus1= | SX3104853C | 1 kV= | 120 kW=10 | 8 pf=1 model=1 conn=wye daily=LoadShape_PV1
New Generator. | PV260543C0a | phases=1 | Bus1= | SX2955077C | 1 kV= | 120 kW=10 | 8 pf=1 model=1 conn=wye daily=LoadShape_PV1
New Generator. | PV260561C0a | phases=1 | Bus1= | SX3104850C | 1 kV= | 120 kW=10 | 8 pf=1 model=1 conn=wye daily=LoadShape_PV1
New Generator. | PV260562A0b | phases=1 | Bus1= | SX3251799A | 2 kV= | 120 kW=10 | 8 pf=1 model=1 conn=wye daily=LoadShape_PV1
New Generator. | PV260576C0a | phases=1 | Bus1= | SX3030126C | 1 kV= | 120 kW=10 | 8 pf=1 model=1 conn=wye daily=LoadShape_PV1
New Generator. | PV260638C0b | phases=1 | Bus1= | SX3160871C | 2 kV= | 120 kW=10 | 8 pf=1 model=1 conn=wye daily=LoadShape_PV1
New Generator. | PV260650A0a | phases=1 | Bus1= | SX2692661A | 1 kV= | 120 kW=10 | 8 pf=1 model=1 conn=wye daily=LoadShape_PV1
New Generator. | PV275008C0a | phases=1 | Bus1= | SX3235243C | 1 kV= | 120 kW=10 | 8 pf=1 model=1 conn=wye daily=LoadShape_PV1
New Generator. | PV293424C0a | phases=1 | Bus1= | SX2766750C | 1 kV= | 120 kW=10 | 8 pf=1 model=1 conn=wye daily=LoadShape_PV1
New Generator. | PV293471B0b | phases=1 | Bus1= | SX_293471B | 2 kV= | 120 kW=10 | 8 pf=1 model=1 conn=wye daily=LoadShape_PV1
New Generator. | PV293486C0a | phases=1 | Bus1= | SX2673346C | 1 kV= | 120 kW=10 | 8 pf=1 model=1 conn=wye daily=LoadShape_PV1
New Generator. | PV293487B0b | phases=1 | Bus1= | SX3254238B | 2 kV= | 120 kW=10 | 8 pf=1 model=1 conn=wye daily=LoadShape_PV1
New Generator. | PV293492C0b | phases=1 | Bus1= | SX2841637C | 2 kV= | 120 kW=10 | 8 pf=1 model=1 conn=wye daily=LoadShape_PV1
New Generator. | PV293592A0b | phases=1 | Bus1= | SX2973161A | 2 kV= | 120 kW=10 | 8 pf=1 model=1 conn=wye daily=LoadShape_PV1
New Generator. | PV293608C0a | phases=1 | Bus1= | SX2673306C | 1 kV= | 120 kW=10 | 8 pf=1 model=1 conn=wye daily=LoadShape_PV1
New Generator. | PV293658C0b | phases=1 | Bus1= | SX3189188C | 2 kV= | 120 kW=10 | 8 pf=1 model=1 conn=wye daily=LoadShape_PV1
New Generator. | PV293660B0b | phases=1 | Bus1= | SX2916610B | 2 kV= | 120 kW=10 | 8 pf=1 model=1 conn=wye daily=LoadShape_PV1
New Generator. | PV293668A0b | phases=1 | Bus1= | SX3085403A | 2 kV= | 120 kW=10 | 8 pf=1 model=1 conn=wye daily=LoadShape_PV1
New Generator. | PV294788A0a | phases=1 | Bus1= | SX2821010A | 1 kV= | 120 kW=10 | 8 pf=1 model=1 conn=wye daily=LoadShape_PV1
New Generator. | PV294810A0a | phases=1 | Bus1= | SX3010585A | 1 kV= | 120 kW=10 | 8 pf=1 model=1 conn=wye daily=LoadShape_PV1
New Generator. | PV294843A0b | phases=1 | Bus1= | SX3178982A | 2 kV= | 120 kW=10 | 8 pf=1 model=1 conn=wye daily=LoadShape_PV1
New Generator. | PV302369B0a | phases=1 | Bus1= | SX3197643B | 1 kV= | 120 kW=10 | 8 pf=1 model=1 conn=wye daily=LoadShape_PV1
New Generator. | PV302370B0b | phases=1 | Bus1= | SX3122823B | 2 kV= | 120 kW=10 | 8 pf=1 model=1 conn=wye daily=LoadShape_PV1
New Generator. | PV302412A0a | phases=1 | Bus1= | SX3048210A | 1 kV= | 120 kW=10 | 8 pf=1 model=1 conn=wye daily=LoadShape_PV1
New Generator. | PV302471A0a | phases=1 | Bus1= | SX3085402A | 1 kV= | 120 kW=10 | 8 pf=1 model=1 conn=wye daily=LoadShape_PV1
New Generator. | PV302473A0b | phases=1 | Bus1= | SX2804252A | 2 kV= | 120 kW=10 | 8 pf=1 model=1 conn=wye daily=LoadShape_PV1
New Generator. | PV302474A0b | phases=1 | Bus1= | SX3048214A | 2 kV= | 120 kW=10 | 8 pf=1 model=1 conn=wye daily=LoadShape_PV1
New Generator. | PV302735A0a | phases=1 | Bus1= | SX2991923A | 1 kV= | 120 kW=10 | 8 pf=1 model=1 conn=wye daily=LoadShape_PV1
New Generator. | PV302803C0b | phases=1 | Bus1= | SX3085400C | 2 kV= | 120 kW=10 | 8 pf=1 model=1 conn=wye daily=LoadShape_PV1
New Generator. | PV302807C0a | phases=1 | Bus1= | SX3235266C | 1 kV= | 120 kW=10 | 8 pf=1 model=1 conn=wye daily=LoadShape_PV1
New Generator. | PV310561A0a | phases=1 | Bus1= | SX3122820A | 1 kV= | 120 kW=10 | 8 pf=1 model=1 conn=wye daily=LoadShape_PV1
New Generator. | PV310569A0b | phases=1 | Bus1= | SX3197639A | 2 kV= | 120 kW=10 | 8 pf=1 model=1 conn=wye daily=LoadShape_PV1
New Generator. | PV321838A0a | phases=1 | Bus1= | SX2691944A | 1 kV= | 120 kW=10 | 8 pf=1 model=1 conn=wye daily=LoadShape_PV1
New Generator. | PV321845B0a | phases=1 | Bus1= | SX3178975B | 1 kV= | 120 kW=10 | 8 pf=1 model=1 conn=wye daily=LoadShape_PV1
New Generator. | PV321853B0b | phases=1 | Bus1= | SX2673313B | 2 kV= | 120 kW=10 | 8 pf=1 model=1 conn=wye daily=LoadShape_PV1
New Generator. | PV321859B0a | phases=1 | Bus1= | SX3254213B | 1 kV= | 120 kW=10 | 8 pf=1 model=1 conn=wye daily=LoadShape_PV1
New Generator. | PV321860B0a | phases=1 | Bus1= | SX2785543B | 1 kV= | 120 kW=10 | 8 pf=1 model=1 conn=wye daily=LoadShape_PV1
New Generator. | PV321888C0b | phases=1 | Bus1= | SX3235241C | 2 kV= | 120 kW=10 | 8 pf=1 model=1 conn=wye daily=LoadShape_PV1
New Generator. | PV321891C0b | phases=1 | Bus1= | SX2748126C | 2 kV= | 120 kW=10 | 8 pf=1 model=1 conn=wye daily=LoadShape_PV1
New Generator. | PV321893C0a | phases=1 | Bus1= | SX2841645C | 1 kV= | 120 kW=10 | 8 pf=1 model=1 conn=wye daily=LoadShape_PV1
New Generator. | PV323236B0a | phases=1 | Bus1= | SX2822860B | 1 kV= | 120 kW=10 | 8 pf=1 model=1 conn=wye daily=LoadShape_PV1
New Generator. | PV323242B0a | phases=1 | Bus1= | SX3122810B | 1 kV= | 120 kW=10 | 8 pf=1 model=1 conn=wye daily=LoadShape_PV1
New Generator. | PV323261B0b | phases=1 | Bus1= | SX3085397B | 2 kV= | 120 kW=10 | 8 pf=1 model=1 conn=wye daily=LoadShape_PV1
New Generator. | PV323263A0a | phases=1 | Bus1= | SX3066812A | 1 kV= | 120 kW=10 | 8 pf=1 model=1 conn=wye daily=LoadShape_PV1
New Generator. | PV323265B0a | phases=1 | Bus1= | SX2860501B | 1 kV= | 120 kW=10 | 8 pf=1 model=1 conn=wye daily=LoadShape_PV1
New Generator. | PV323267B0a | phases=1 | Bus1= | SX2710514B | 1 kV= | 120 kW=10 | 8 pf=1 model=1 conn=wye daily=LoadShape_PV1
New Generator. | PV323283B0b | phases=1 | Bus1= | SX2916618B | 2 kV= | 120 kW=10 | 8 pf=1 model=1 conn=wye daily=LoadShape_PV1
New Generator. | PV323284B0b | phases=1 | Bus1= | SX3160113B | 2 kV= | 120 kW=10 | 8 pf=1 model=1 conn=wye daily=LoadShape_PV1
New Generator. | PV323388B0a | phases=1 | Bus1= | SX3234185B | 1 kV= | 120 kW=10 | 8 pf=1 model=1 conn=wye daily=LoadShape_PV1
New Generator. | PV323397B0a | phases=1 | Bus1= | SX2954346B | 1 kV= | 120 kW=10 | 8 pf=1 model=1 conn=wye daily=LoadShape_PV1
New Generator. | PV328364C0a | phases=1 | Bus1= | SX2692633C | 1 kV= | 120 kW=10 | 8 pf=1 model=1 conn=wye daily=LoadShape_PV1
New Generator. | PV337614B0b | phases=1 | Bus1= | SX2952003B | 2 kV= | 120 kW=10 | 8 pf=1 model=1 conn=wye daily=LoadShape_PV1
New Generator. | PV337619A0a | phases=1 | Bus1= | SX2990826A | 1 kV= | 120 kW=10 | 8 pf=1 model=1 conn=wye daily=LoadShape_PV1
New Generator. | PV337619C0a | phases=1 | Bus1= | SX2990826C | 1 kV= | 120 kW=10 | 8 pf=1 model=1 conn=wye daily=LoadShape_PV1
New Generator. | PV337626C0b | phases=1 | Bus1= | SX3216343C | 2 kV= | 120 kW=10 | 8 pf=1 model=1 conn=wye daily=LoadShape_PV1
New Generator. | PV337634C0b | phases=1 | Bus1= | SX2897768C | 2 kV= | 120 kW=10 | 8 pf=1 model=1 conn=wye daily=LoadShape_PV1
New Generator. | PV337642C0a | phases=1 | Bus1= | SX3104154C | 1 kV= | 120 kW=10 | 8 pf=1 model=1 conn=wye daily=LoadShape_PV1
New Generator. | PV337648B0a | phases=1 | Bus1= | SX3216367B | 1 kV= | 120 kW=10 | 8 pf=1 model=1 conn=wye daily=LoadShape_PV1
New Generator. | PV337660C0b | phases=1 | Bus1= | SX2897769C | 2 kV= | 120 kW=10 | 8 pf=1 model=1 conn=wye daily=LoadShape_PV1
New Generator. | PV337675A0a | phases=1 | Bus1= | SX2785514A | 1 kV= | 120 kW=10 | 8 pf=1 model=1 conn=wye daily=LoadShape_PV1
New Generator. | PV337677A0b | phases=1 | Bus1= | SX2785513A | 2 kV= | 120 kW=10 | 8 pf=1 model=1 conn=wye daily=LoadShape_PV1
New Generator. | PV337689B0a | phases=1 | Bus1= | SX2691949B | 1 kV= | 120 kW=10 | 8 pf=1 model=1 conn=wye daily=LoadShape_PV1
New Generator. | PV337690B0b | phases=1 | Bus1= | SX3104127B | 2 kV= | 120 kW=10 | 8 pf=1 model=1 conn=wye daily=LoadShape_PV1
New Generator. | PV337697B0a | phases=1 | Bus1= | SX2804258B | 1 kV= | 120 kW=10 | 8 pf=1 model=1 conn=wye daily=LoadShape_PV1
New Generator. | PV337700B0b | phases=1 | Bus1= | SX2766722B | 2 kV= | 120 kW=10 | 8 pf=1 model=1 conn=wye daily=LoadShape_PV1
New Generator. | PV337704B0b | phases=1 | Bus1= | SX2710546B | 2 kV= | 120 kW=10 | 8 pf=1 model=1 conn=wye daily=LoadShape_PV1
New Generator. | PV337710B0b | phases=1 | Bus1= | SX2991916B | 2 kV= | 120 kW=10 | 8 pf=1 model=1 conn=wye daily=LoadShape_PV1
New Generator. | PV337714C0b | phases=1 | Bus1= | SX3254209C | 2 kV= | 120 kW=10 | 8 pf=1 model=1 conn=wye daily=LoadShape_PV1
New Generator. | PV337722A0b | phases=1 | Bus1= | SX2973157A | 2 kV= | 120 kW=10 | 8 pf=1 model=1 conn=wye daily=LoadShape_PV1
New Generator. | PV337729B0b | phases=1 | Bus1= | SX2728247B | 2 kV= | 120 kW=10 | 8 pf=1 model=1 conn=wye daily=LoadShape_PV1
New Generator. | PV338913B0a | phases=1 | Bus1= | SX2804255B | 1 kV= | 120 kW=10 | 8 pf=1 model=1 conn=wye daily=LoadShape_PV1
New Generator. | PV338922B0b | phases=1 | Bus1= | SX2822866B | 2 kV= | 120 kW=10 | 8 pf=1 model=1 conn=wye daily=LoadShape_PV1
New Generator. | PV338942A0a | phases=1 | Bus1= | SX2822869A | 1 kV= | 120 kW=10 | 8 pf=1 model=1 conn=wye daily=LoadShape_PV1
New Generator. | PV338945A0b | phases=1 | Bus1= | SX2954353A | 2 kV= | 120 kW=10 | 8 pf=1 model=1 conn=wye daily=LoadShape_PV1
New Generator. | PV338953B0b | phases=1 | Bus1= | SX3122821B | 2 kV= | 120 kW=10 | 8 pf=1 model=1 conn=wye daily=LoadShape_PV1
New Generator. | PV338956A0a | phases=1 | Bus1= | SX3104119A | 1 kV= | 120 kW=10 | 8 pf=1 model=1 conn=wye daily=LoadShape_PV1
New Generator. | PV338959C0b | phases=1 | Bus1= | SX2954344C | 2 kV= | 120 kW=10 | 8 pf=1 model=1 conn=wye daily=LoadShape_PV1
New Generator. | PV338961C0a | phases=1 | Bus1= | SX3254208C | 1 kV= | 120 kW=10 | 8 pf=1 model=1 conn=wye daily=LoadShape_PV1
New Generator. | PV338965A0b | phases=1 | Bus1= | SX3010568A | 2 kV= | 120 kW=10 | 8 pf=1 model=1 conn=wye daily=LoadShape_PV1
New Generator. | PV338966C0b | phases=1 | Bus1= | SX3029505C | 2 kV= | 120 kW=10 | 8 pf=1 model=1 conn=wye daily=LoadShape_PV1
New Generator. | PV338968C0b | phases=1 | Bus1= | SX3178979C | 2 kV= | 120 kW=10 | 8 pf=1 model=1 conn=wye daily=LoadShape_PV1
New Generator. | PV338972B0a | phases=1 | Bus1= | SX2841632B | 1 kV= | 120 kW=10 | 8 pf=1 model=1 conn=wye daily=LoadShape_PV1
New Generator. | PV338982B0a | phases=1 | Bus1= | SX2785534B | 1 kV= | 120 kW=10 | 8 pf=1 model=1 conn=wye daily=LoadShape_PV1
New Generator. | PV338986A0a | phases=1 | Bus1= | SX2785538A | 1 kV= | 120 kW=10 | 8 pf=1 model=1 conn=wye daily=LoadShape_PV1
New Generator. | PV338997B0a | phases=1 | Bus1= | SX2860499B | 1 kV= | 120 kW=10 | 8 pf=1 model=1 conn=wye daily=LoadShape_PV1
New Generator. | PV338997B0b | phases=1 | Bus1= | SX2860499B | 2 kV= | 120 kW=10 | 8 pf=1 model=1 conn=wye daily=LoadShape_PV1
New Generator. | PV338998B0a | phases=1 | Bus1= | SX3254229B | 1 kV= | 120 kW=10 | 8 pf=1 model=1 conn=wye daily=LoadShape_PV1
New Generator. | PV339003B0a | phases=1 | Bus1= | SX3066826B | 1 kV= | 120 kW=10 | 8 pf=1 model=1 conn=wye daily=LoadShape_PV1
New Generator. | PV339007B0a | phases=1 | Bus1= | SX2916617B | 1 kV= | 120 kW=10 | 8 pf=1 model=1 conn=wye daily=LoadShape_PV1
New Generator. | PV355432C0a | phases=1 | Bus1= | SX3122837C | 1 kV= | 120 kW=10 | 8 pf=1 model=1 conn=wye daily=LoadShape_PV1
New Generator. | PV355438C0b | phases=1 | Bus1= | SX2673323C | 2 kV= | 120 kW=10 | 8 pf=1 model=1 conn=wye daily=LoadShape_PV1
New Generator. | PV355584B0a | phases=1 | Bus1= | SX2710542B | 1 kV= | 120 kW=10 | 8 pf=1 model=1 conn=wye daily=LoadShape_PV1
New Generator. | PV355587B0b | phases=1 | Bus1= | SX3104114B | 2 kV= | 120 kW=10 | 8 pf=1 model=1 conn=wye daily=LoadShape_PV1
New Generator. | PV355599B0a | phases=1 | Bus1= | SX3216338B | 1 kV= | 120 kW=10 | 8 pf=1 model=1 conn=wye daily=LoadShape_PV1
New Generator. | PV355603B0b | phases=1 | Bus1= | SX3160108B | 2 kV= | 120 kW=10 | 8 pf=1 model=1 conn=wye daily=LoadShape_PV1
New Generator. | PV355607B0a | phases=1 | Bus1= | SX2991927B | 1 kV= | 120 kW=10 | 8 pf=1 model=1 conn=wye daily=LoadShape_PV1
New Generator. | PV355768B0b | phases=1 | Bus1= | SX2729408B | 2 kV= | 120 kW=10 | 8 pf=1 model=1 conn=wye daily=LoadShape_PV1
New Generator. | PV355936A0b | phases=1 | Bus1= | SX2954357A | 2 kV= | 120 kW=10 | 8 pf=1 model=1 conn=wye daily=LoadShape_PV1
New Generator. | PV355937A0a | phases=1 | Bus1= | SX2841639A | 1 kV= | 120 kW=10 | 8 pf=1 model=1 conn=wye daily=LoadShape_PV1
New Generator. | PV356064B0b | phases=1 | Bus1= | SX2935556B | 2 kV= | 120 kW=10 | 8 pf=1 model=1 conn=wye daily=LoadShape_PV1
New Generator. | PV356787C0a | phases=1 | Bus1= | SX2970804C | 1 kV= | 120 kW=10 | 8 pf=1 model=1 conn=wye daily=LoadShape_PV1
New Generator. | PV356791C0a | phases=1 | Bus1= | SX2767343C | 1 kV= | 120 kW=10 | 8 pf=1 model=1 conn=wye daily=LoadShape_PV1
New Generator. | PV356797C0b | phases=1 | Bus1= | SX2955006C | 2 kV= | 120 kW=10 | 8 pf=1 model=1 conn=wye daily=LoadShape_PV1
New Generator. | PV356800A0a | phases=1 | Bus1= | SX3235946A | 1 kV= | 120 kW=10 | 8 pf=1 model=1 conn=wye daily=LoadShape_PV1
New Generator. | PV356808A0b | phases=1 | Bus1= | SX3101782A | 2 kV= | 120 kW=10 | 8 pf=1 model=1 conn=wye daily=LoadShape_PV1
New Generator. | PV356814C0b | phases=1 | Bus1= | SX2730106C | 2 kV= | 120 kW=10 | 8 pf=1 model=1 conn=wye daily=LoadShape_PV1
New Generator. | PV391739B0a | phases=1 | Bus1= | SX2954339B | 1 kV= | 120 kW=10 | 8 pf=1 model=1 conn=wye daily=LoadShape_PV1
New Generator. | PV391741B0a | phases=1 | Bus1= | SX3216339B | 1 kV= | 120 kW=10 | 8 pf=1 model=1 conn=wye daily=LoadShape_PV1
New Generator. | PV391742B0b | phases=1 | Bus1= | SX3048201B | 2 kV= | 120 kW=10 | 8 pf=1 model=1 conn=wye daily=LoadShape_PV1
New Generator. | PV391745B0b | phases=1 | Bus1= | SX2673300B | 2 kV= | 120 kW=10 | 8 pf=1 model=1 conn=wye daily=LoadShape_PV1
New Generator. | PV391748B0b | phases=1 | Bus1= | SX2991902B | 2 kV= | 120 kW=10 | 8 pf=1 model=1 conn=wye daily=LoadShape_PV1
New Generator. | PV391750B0b | phases=1 | Bus1= | SX2897764B | 2 kV= | 120 kW=10 | 8 pf=1 model=1 conn=wye daily=LoadShape_PV1
New Generator. | PV391751B0a | phases=1 | Bus1= | SX2860488B | 1 kV= | 120 kW=10 | 8 pf=1 model=1 conn=wye daily=LoadShape_PV1
New Generator. | PV391765B0a | phases=1 | Bus1= | SX3085389B | 1 kV= | 120 kW=10 | 8 pf=1 model=1 conn=wye daily=LoadShape_PV1
New Generator. | PV391976C0b | phases=1 | Bus1= | SX2841631C | 2 kV= | 120 kW=10 | 8 pf=1 model=1 conn=wye daily=LoadShape_PV1
New Generator. | PV391977A0a | phases=1 | Bus1= | SX3216350A | 1 kV= | 120 kW=10 | 8 pf=1 model=1 conn=wye daily=LoadShape_PV1
New Generator. | PV391978C0a | phases=1 | Bus1= | SX3141402C | 1 kV= | 120 kW=10 | 8 pf=1 model=1 conn=wye daily=LoadShape_PV1
New Generator. | PV392038B0a | phases=1 | Bus1= | SX2841634B | 1 kV= | 120 kW=10 | 8 pf=1 model=1 conn=wye daily=LoadShape_PV1
New Generator. | PV441311A0a | phases=1 | Bus1= | SX2766720A | 1 kV= | 120 kW=10 | 8 pf=1 model=1 conn=wye daily=LoadShape_PV1
New Generator. | PV441854C0a | phases=1 | Bus1= | SX2935566C | 1 kV= | 120 kW=10 | 8 pf=1 model=1 conn=wye daily=LoadShape_PV1
New Generator. | PV2118903B0a | phases=1 | Bus1= | SX2973146B | 1 kV= | 120 kW=10 | 8 pf=1 model=1 conn=wye daily=LoadShape_PV1
New Generator. | PV2120126C0a | phases=1 | Bus1= | SX2814529C | 1 kV= | 120 kW=10 | 8 pf=1 model=1 conn=wye daily=LoadShape_PV1
New Generator. | PV2120183C0b | phases=1 | Bus1= | SX3122818C | 2 kV= | 120 kW=10 | 8 pf=1 model=1 conn=wye daily=LoadShape_PV1
New Generator. | PV2120195B0a | phases=1 | Bus1= | SX3048209B | 1 kV= | 120 kW=10 | 8 pf=1 model=1 conn=wye daily=LoadShape_PV1
New Generator. | PV2120786A0a | phases=1 | Bus1= | SX2841628A | 1 kV= | 120 kW=10 | 8 pf=1 model=1 conn=wye daily=LoadShape_PV1
New Generator. | PV2127253A0a | phases=1 | Bus1= | SX3085401A | 1 kV= | 120 kW=10 | 8 pf=1 model=1 conn=wye daily=LoadShape_PV1
New Generator. | PV2127681B0b | phases=1 | Bus1= | SX2785522B | 2 kV= | 120 kW=10 | 8 pf=1 model=1 conn=wye daily=LoadShape_PV1
New Generator. | PV2128464C0a | phases=1 | Bus1= | SX3048889C | 1 kV= | 120 kW=10 | 8 pf=1 model=1 conn=wye daily=LoadShape_PV1
New Generator. | PV2128517C0b | phases=1 | Bus1= | SX3048890C | 2 kV= | 120 kW=10 | 8 pf=1 model=1 conn=wye daily=LoadShape_PV1
New Generator. | PV2148580B0a | phases=1 | Bus1= | SX3197636B | 1 kV= | 120 kW=10 | 8 pf=1 model=1 conn=wye daily=LoadShape_PV1
New Generator. | PV2148633A0b | phases=1 | Bus1= | SX2991905A | 2 kV= | 120 kW=10 | 8 pf=1 model=1 conn=wye daily=LoadShape_PV1
New Generator. | PV21031694B0b | phases=1 | Bus1= | SX3122812B | 2 kV= | 120 kW=10 | 8 pf=1 model=1 conn=wye daily=LoadShape_PV1
New Generator. | PV21380325B0b | phases=1 | Bus1= | SX2674027B | 2 kV= | 120 kW=10 | 8 pf=1 model=1 conn=wye daily=LoadShape_PV1
New Generator. | PV21380616A0b | phases=1 | Bus1= | SX2879067A | 2 kV= | 120 kW=10 | 8 pf=1 model=1 conn=wye daily=LoadShape_PV1
New Generator. | PV21382992A0b | phases=1 | Bus1= | SX3197654A | 2 kV= | 120 kW=10 | 8 pf=1 model=1 conn=wye daily=LoadShape_PV1
New Generator. | PV21386754A0b | phases=1 | Bus1= | SX2766741A | 2 kV= | 120 kW=10 | 8 pf=1 model=1 conn=wye daily=LoadShape_PV1
New Generator. | PV21388572B0a | phases=1 | Bus1= | SX3235252B | 1 kV= | 120 kW=10 | 8 pf=1 model=1 conn=wye daily=LoadShape_PV1
New Generator. | PV21389092B0b | phases=1 | Bus1= | SX2917328B | 2 kV= | 120 kW=10 | 8 pf=1 model=1 conn=wye daily=LoadShape_PV1
New Generator. | PV21389761B0b | phases=1 | Bus1= | SX2861219B | 2 kV= | 120 kW=10 | 8 pf=1 model=1 conn=wye daily=LoadShape_PV1
New Generator. | PV21391390B0b | phases=1 | Bus1= | SX3217064B | 2 kV= | 120 kW=10 | 8 pf=1 model=1 conn=wye daily=LoadShape_PV1
New Generator. | PV21393412B0a | phases=1 | Bus1= | SX2729405B | 1 kV= | 120 kW=10 | 8 pf=1 model=1 conn=wye daily=LoadShape_PV1
New Generator. | PV21393643B0b | phases=1 | Bus1= | SX2851933B | 2 kV= | 120 kW=10 | 8 pf=1 model=1 conn=wye daily=LoadShape_PV1
New Generator. | PV21396796B0a | phases=1 | Bus1= | SX3141397B | 1 kV= | 120 kW=10 | 8 pf=1 model=1 conn=wye daily=LoadShape_PV1
New Generator. | PV21397005A0a | phases=1 | Bus1= | SX2935557A | 1 kV= | 120 kW=10 | 8 pf=1 model=1 conn=wye daily=LoadShape_PV1
New Generator. | PV21398563A0a | phases=1 | Bus1= | SX3254216A | 1 kV= | 120 kW=10 | 8 pf=1 model=1 conn=wye daily=LoadShape_PV1
New Generator. | PV21398646B0b | phases=1 | Bus1= | SX2973180B | 2 kV= | 120 kW=10 | 8 pf=1 model=1 conn=wye daily=LoadShape_PV1
New Generator. | PV21399305A0b | phases=1 | Bus1= | SX3048221A | 2 kV= | 120 kW=10 | 8 pf=1 model=1 conn=wye daily=LoadShape_PV1
New Generator. | PV21399326C0a | phases=1 | Bus1= | SX2879092C | 1 kV= | 120 kW=10 | 8 pf=1 model=1 conn=wye daily=LoadShape_PV1
New Generator. | PV21459640C0a | phases=1 | Bus1= | SX2970258C | 1 kV= | 120 kW=10 | 8 pf=1 model=1 conn=wye daily=LoadShape_PV1
New Generator. | PV21459651C0a | phases=1 | Bus1= | SX2763812C | 1 kV= | 120 kW=10 | 8 pf=1 model=1 conn=wye daily=LoadShape_PV1
New Generator. | PV21469960B0b | phases=1 | Bus1= | SX3066830B | 2 kV= | 120 kW=10 | 8 pf=1 model=1 conn=wye daily=LoadShape_PV1
New Generator. | PV21482181A0b | phases=1 | Bus1= | SX3254237A | 2 kV= | 120 kW=10 | 8 pf=1 model=1 conn=wye daily=LoadShape_PV1
New Generator. | PV225533675B0a | phases=1 | Bus1= | SX3225319B | 1 kV= | 120 kW=10 | 8 pf=1 model=1 conn=wye daily=LoadShape_PV1
New Generator. | PV225534325A0b | phases=1 | Bus1= | SX2983432A | 2 kV= | 120 kW=10 | 8 pf=1 model=1 conn=wye daily=LoadShape_PV1
New Generator. | PV226163467A0b | phases=1 | Bus1= | SX3120376A | 2 kV= | 120 kW=10 | 8 pf=1 model=1 conn=wye daily=LoadShape_PV1
New Generator. | PV226163575B0b | phases=1 | Bus1= | SX2989432B | 2 kV= | 120 kW=10 | 8 pf=1 model=1 conn=wye daily=LoadShape_PV1
New Generator. | PV226191850A0a | phases=1 | Bus1= | SX3270814A | 1 kV= | 120 kW=10 | 8 pf=1 model=1 conn=wye daily=LoadShape_PV1
New Generator. | PV226192936B0b | phases=1 | Bus1= | SX2820531B | 2 kV= | 120 kW=10 | 8 pf=1 model=1 conn=wye daily=LoadShape_PV1
New Generator. | PV226193134C0a | phases=1 | Bus1= | SX2895449C | 1 kV= | 120 kW=10 | 8 pf=1 model=1 conn=wye daily=LoadShape_PV1
New Generator. | PV226193170A0b | phases=1 | Bus1= | SX3176656A | 2 kV= | 120 kW=10 | 8 pf=1 model=1 conn=wye daily=LoadShape_PV1
New Generator. | PV226193395B0b | phases=1 | Bus1= | SX2726974B | 2 kV= | 120 kW=10 | 8 pf=1 model=1 conn=wye daily=LoadShape_PV1
New Generator. | PV226193745B0b | phases=1 | Bus1= | SX2876798B | 2 kV= | 120 kW=10 | 8 pf=1 model=1 conn=wye daily=LoadShape_PV1
New Generator. | PV226193886B0a | phases=1 | Bus1= | SX2783231B | 1 kV= | 120 kW=10 | 8 pf=1 model=1 conn=wye daily=LoadShape_PV1
New Generator. | PV226193899B0a | phases=1 | Bus1= | SX3082983B | 1 kV= | 120 kW=10 | 8 pf=1 model=1 conn=wye daily=LoadShape_PV1
New Generator. | PV226194002B0a | phases=1 | Bus1= | SX2801902B | 1 kV= | 120 kW=10 | 8 pf=1 model=1 conn=wye daily=LoadShape_PV1
New Generator. | PV226194419C0b | phases=1 | Bus1= | SX3214071C | 2 kV= | 120 kW=10 | 8 pf=1 model=1 conn=wye daily=LoadShape_PV1
New Generator. | PV226195194C0a | phases=1 | Bus1= | SX3027124C | 1 kV= | 120 kW=10 | 8 pf=1 model=1 conn=wye daily=LoadShape_PV1
New Generator. | PV226308716B0b | phases=1 | Bus1= | SX2690187B | 2 kV= | 120 kW=10 | 8 pf=1 model=1 conn=wye daily=LoadShape_PV1
New Generator. | PV226308729B0a | phases=1 | Bus1= | SX3102286B | 1 kV= | 120 kW=10 | 8 pf=1 model=1 conn=wye daily=LoadShape_PV1
New Generator. | PV226881700A0a | phases=1 | Bus1= | SX3251854A | 1 kV= | 120 kW=10 | 8 pf=1 model=1 conn=wye daily=LoadShape_PV1
New Generator. | PV226924200B0b | phases=1 | Bus1= | SX2763072B | 2 kV= | 120 kW=10 | 8 pf=1 model=1 conn=wye daily=LoadShape_PV1
New Generator. | PV226964880A0b | phases=1 | Bus1= | SX3172805A | 2 kV= | 120 kW=10 | 8 pf=1 model=1 conn=wye daily=LoadShape_PV1
New Generator. | PV227732939B0a | phases=1 | Bus1= | SX3046854B | 1 kV= | 120 kW=10 | 8 pf=1 model=1 conn=wye daily=LoadShape_PV1
New Generator. | PV227734175B0b | phases=1 | Bus1= | SX3102793B | 2 kV= | 120 kW=10 | 8 pf=1 model=1 conn=wye daily=LoadShape_PV1
New Generator. | PV227760021C0a | phases=1 | Bus1= | SX2803199C | 1 kV= | 120 kW=10 | 8 pf=1 model=1 conn=wye daily=LoadShape_PV1
New Generator. | PV227895952A0a | phases=1 | Bus1= | SX3065665A | 1 kV= | 120 kW=10 | 8 pf=1 model=1 conn=wye daily=LoadShape_PV1
New Generator. | PV227905262A0b | phases=1 | Bus1= | SX3140238A | 2 kV= | 120 kW=10 | 8 pf=1 model=1 conn=wye daily=LoadShape_PV1
New Generator. | PV227917122A0b | phases=1 | Bus1= | SX2915534A | 2 kV= | 120 kW=10 | 8 pf=1 model=1 conn=wye daily=LoadShape_PV1
New Generator. | PV227917127C0b | phases=1 | Bus1= | SX2690868C | 2 kV= | 120 kW=10 | 8 pf=1 model=1 conn=wye daily=LoadShape_PV1
New Generator. | PV227921416A0a | phases=1 | Bus1= | SX3065696A | 1 kV= | 120 kW=10 | 8 pf=1 model=1 conn=wye daily=LoadShape_PV1
New Generator. | PV227921427A0a | phases=1 | Bus1= | SX2915542A | 1 kV= | 120 kW=10 | 8 pf=1 model=1 conn=wye daily=LoadShape_PV1
New Generator. | PV227921427A0b | phases=1 | Bus1= | SX2915542A | 2 kV= | 120 kW=10 | 8 pf=1 model=1 conn=wye daily=LoadShape_PV1
New Generator. | PV227921427B0b | phases=1 | Bus1= | SX2915542B | 2 kV= | 120 kW=10 | 8 pf=1 model=1 conn=wye daily=LoadShape_PV1
New Generator. | PV228091193B0b | phases=1 | Bus1= | SX3047289B | 2 kV= | 120 kW=10 | 8 pf=1 model=1 conn=wye daily=LoadShape_PV1
New Generator. | PV228219458B0a | phases=1 | Bus1= | SX3215549B | 1 kV= | 120 kW=10 | 8 pf=1 model=1 conn=wye daily=LoadShape_PV1
New Generator. | PV228314460C0b | phases=1 | Bus1= | SX3253570C | 2 kV= | 120 kW=10 | 8 pf=1 model=1 conn=wye daily=LoadShape_PV1
New Generator. | PV228665517C0b | phases=1 | Bus1= | SX3103822C | 2 kV= | 120 kW=10 | 8 pf=1 model=1 conn=wye daily=LoadShape_PV1
New Generator. | PV2212168866C0b | phases=1 | Bus1= | SX2729206C | 2 kV= | 120 kW=10 | 8 pf=1 model=1 conn=wye daily=LoadShape_PV1
New Generator. | PV2212168870C0a | phases=1 | Bus1= | SX2897554C | 1 kV= | 120 kW=10 | 8 pf=1 model=1 conn=wye daily=LoadShape_PV1
New Generator. | PV2212168887C0a | phases=1 | Bus1= | SX2878848C | 1 kV= | 120 kW=10 | 8 pf=1 model=1 conn=wye daily=LoadShape_PV1
New Generator. | PV2212371533C0a | phases=1 | Bus1= | SX3263051C | 1 kV= | 120 kW=10 | 8 pf=1 model=1 conn=wye daily=LoadShape_PV1
New Generator. | PV2224237380A0b | phases=1 | Bus1= | SX3649297A | 2 kV= | 120 kW=10 | 8 pf=1 model=1 conn=wye daily=LoadShape_PV1
New Generator. | PV2224237546A0b | phases=1 | Bus1= | SX3649300A | 2 kV= | 120 kW=10 | 8 pf=1 model=1 conn=wye daily=LoadShape_PV1
New Generator. | PV2224386592A0b | phases=1 | Bus1= | SX3729297A | 2 kV= | 120 kW=10 | 8 pf=1 model=1 conn=wye daily=LoadShape_PV1
New Generator. | PV2224386842A0b | phases=1 | Bus1= | SX3727709A | 2 kV= | 120 kW=10 | 8 pf=1 model=1 conn=wye daily=LoadShape_PV1
New Generator. | PV2224387062A0b | phases=1 | Bus1= | SX3728040A | 2 kV= | 120 kW=10 | 8 pf=1 model=1 conn=wye daily=LoadShape_PV1
New Generator. | PV2224387113A0b | phases=1 | Bus1= | SX3728042A | 2 kV= | 120 kW=10 | 8 pf=1 model=1 conn=wye daily=LoadShape_PV1
New Generator. | PV2224387138A0b | phases=1 | Bus1= | SX3728043A | 2 kV= | 120 kW=10 | 8 pf=1 model=1 conn=wye daily=LoadShape_PV1
New Generator. | PV339016B0a | phases=1 | Bus1= | SX3235273B | 1 kV= | 120 kW=8 | 64 pf=1 Model=1 Conn=wye daily=LoadShape_PV1
New Generator. | PV355943C0b | phases=1 | Bus1= | SX2785529C | 2 kV= | 120 kW=8 | 64 pf=1 Model=1 Conn=wye daily=LoadShape_PV1
New Generator. | PV338978C0b | phases=1 | Bus1= | SX2766738C | 2 kV= | 120 kW=8 | 64 pf=1 Model=1 Conn=wye daily=LoadShape_PV1
New Generator. | PV227944551C0b | phases=1 | Bus1= | SX3234149C | 2 kV= | 120 kW=8 | 64 pf=1 Model=1 Conn=wye daily=LoadShape_PV1
New Generator. | PV2224386946A0b | phases=1 | Bus1= | SX3728037A | 2 kV= | 120 kW=8 | 64 pf=1 Model=1 Conn=wye daily=LoadShape_PV1
New Generator. | PV251859C0b | phases=1 | Bus1= | SX2952007C | 2 kV= | 120 kW=8 | 64 pf=1 Model=1 Conn=wye daily=LoadShape_PV1
New Generator. | PV2126875B0b | phases=1 | Bus1= | SX3066811B | 2 kV= | 120 kW=8 | 64 pf=1 Model=1 Conn=wye daily=LoadShape_PV1
New Generator. | PV138717C0b | phases=1 | Bus1= | SX3254220C | 2 kV= | 120 kW=8 | 64 pf=1 Model=1 Conn=wye daily=LoadShape_PV1
New Generator. | PV227411650C0a | phases=1 | Bus1= | SX2937757C | 1 kV= | 120 kW=8 | 64 pf=1 Model=1 Conn=wye daily=LoadShape_PV1
New Generator. | PV21399752A0a | phases=1 | Bus1= | SX2785546A | 1 kV= | 120 kW=8 | 64 pf=1 Model=1 Conn=wye daily=LoadShape_PV1
New Generator. | PV356795C0b | phases=1 | Bus1= | SX2842330C | 2 kV= | 120 kW=8 | 64 pf=1 Model=1 Conn=wye daily=LoadShape_PV1
New Generator. | PV227896008C0b | phases=1 | Bus1= | SX3177881C | 2 kV= | 120 kW=8 | 64 pf=1 Model=1 Conn=wye daily=LoadShape_PV1
New Generator. | PV226194826A0a | phases=1 | Bus1= | SX3232902A | 1 kV= | 120 kW=8 | 64 pf=1 Model=1 Conn=wye daily=LoadShape_PV1
New Generator. | PV337659C0b | phases=1 | Bus1= | SX3066810C | 2 kV= | 120 kW=8 | 64 pf=1 Model=1 Conn=wye daily=LoadShape_PV1
New Generator. | PV293518B0b | phases=1 | Bus1= | SX2897780B | 2 kV= | 120 kW=8 | 64 pf=1 Model=1 Conn=wye daily=LoadShape_PV1
New Generator. | PV391737B0a | phases=1 | Bus1= | SX2804247B | 1 kV= | 120 kW=8 | 64 pf=1 Model=1 Conn=wye daily=LoadShape_PV1
New Generator. | PV2149184C0b | phases=1 | Bus1= | SX3141395C | 2 kV= | 120 kW=8 | 64 pf=1 Model=1 Conn=wye daily=LoadShape_PV1
New Generator. | PV293644A0b | phases=1 | Bus1= | SX2729429A | 2 kV= | 120 kW=8 | 64 pf=1 Model=1 Conn=wye daily=LoadShape_PV1
New Generator. | PV338927A0a | phases=1 | Bus1= | SX2972930A | 1 kV= | 120 kW=8 | 64 pf=1 Model=1 Conn=wye daily=LoadShape_PV1
New Generator. | PV2224230615C0b | phases=1 | Bus1= | SX3645809C | 2 kV= | 120 kW=8 | 64 pf=1 Model=1 Conn=wye daily=LoadShape_PV1
New Generator. | PV321886C0b | phases=1 | Bus1= | SX2766746C | 2 kV= | 120 kW=8 | 64 pf=1 Model=1 Conn=wye daily=LoadShape_PV1
New Generator. | PV391747B0b | phases=1 | Bus1= | SX2822859B | 2 kV= | 120 kW=8 | 64 pf=1 Model=1 Conn=wye daily=LoadShape_PV1
New Generator. | PV21396606C0b | phases=1 | Bus1= | SX2785525C | 2 kV= | 120 kW=8 | 64 pf=1 Model=1 Conn=wye daily=LoadShape_PV1
New Generator. | PV337647A0b | phases=1 | Bus1= | SX3048227A | 2 kV= | 120 kW=8 | 64 pf=1 Model=1 Conn=wye daily=LoadShape_PV1
New Generator. | PV21396699B0b | phases=1 | Bus1= | SX2860483B | 2 kV= | 120 kW=8 | 64 pf=1 Model=1 Conn=wye daily=LoadShape_PV1
New Generator. | PV293655C0a | phases=1 | Bus1= | SX2729414C | 1 kV= | 120 kW=8 | 64 pf=1 Model=1 Conn=wye daily=LoadShape_PV1
New Generator. | PV21467859B0a | phases=1 | Bus1= | SX2916625B | 1 kV= | 120 kW=8 | 64 pf=1 Model=1 Conn=wye daily=LoadShape_PV1
New Generator. | PV227921427C0b | phases=1 | Bus1= | SX2915542C | 2 kV= | 120 kW=8 | 64 pf=1 Model=1 Conn=wye daily=LoadShape_PV1
New Generator. | PV21015829A0b | phases=1 | Bus1= | SX2822861A | 2 kV= | 120 kW=8 | 64 pf=1 Model=1 Conn=wye daily=LoadShape_PV1
New Generator. | PV321884C0a | phases=1 | Bus1= | SX2710515C | 1 kV= | 120 kW=8 | 64 pf=1 Model=1 Conn=wye daily=LoadShape_PV1
New Generator. | PV275247B0b | phases=1 | Bus1= | SX2786273B | 2 kV= | 120 kW=8 | 64 pf=1 Model=1 Conn=wye daily=LoadShape_PV1
New Generator. | PV355433C0b | phases=1 | Bus1= | SX2991933C | 2 kV= | 120 kW=8 | 64 pf=1 Model=1 Conn=wye daily=LoadShape_PV1
New Generator. | PV21383494B0b | phases=1 | Bus1= | SX2954361B | 2 kV= | 120 kW=8 | 64 pf=1 Model=1 Conn=wye daily=LoadShape_PV1
New Generator. | PV391994A0a | phases=1 | Bus1= | SX3066821A | 1 kV= | 120 kW=8 | 64 pf=1 Model=1 Conn=wye daily=LoadShape_PV1
New Generator. | PV226194421C0a | phases=1 | Bus1= | SX3214069C | 1 kV= | 120 kW=8 | 64 pf=1 Model=1 Conn=wye daily=LoadShape_PV1
New Generator. | PV355605B0b | phases=1 | Bus1= | SX2729409B | 2 kV= | 120 kW=8 | 64 pf=1 Model=1 Conn=wye daily=LoadShape_PV1
New Generator. | PV337707B0b | phases=1 | Bus1= | SX3160104B | 2 kV= | 120 kW=8 | 64 pf=1 Model=1 Conn=wye daily=LoadShape_PV1
New Generator. | PV138649A0a | phases=1 | Bus1= | SX3048206A | 1 kV= | 120 kW=8 | 64 pf=1 Model=1 Conn=wye daily=LoadShape_PV1
New Generator. | PV20107693B0b | phases=1 | Bus1= | SX3160868B | 2 kV= | 120 kW=8 | 64 pf=1 Model=1 Conn=wye daily=LoadShape_PV1
New Generator. | PV21474587C0b | phases=1 | Bus1= | SX3104155C | 2 kV= | 120 kW=8 | 64 pf=1 Model=1 Conn=wye daily=LoadShape_PV1
New Generator. | PV391992A0a | phases=1 | Bus1= | SX3029500A | 1 kV= | 120 kW=8 | 64 pf=1 Model=1 Conn=wye daily=LoadShape_PV1
New Generator. | PV226194865A0a | phases=1 | Bus1= | SX3027122A | 1 kV= | 120 kW=8 | 64 pf=1 Model=1 Conn=wye daily=LoadShape_PV1
New Generator. | PV351020C0a | phases=1 | Bus1= | SX3045895C | 1 kV= | 120 kW=8 | 64 pf=1 Model=1 Conn=wye daily=LoadShape_PV1
New Generator. | PV21396331B0a | phases=1 | Bus1= | SX3178981B | 1 kV= | 120 kW=8 | 64 pf=1 Model=1 Conn=wye daily=LoadShape_PV1
New Generator. | PV260641B0b | phases=1 | Bus1= | SX3048965B | 2 kV= | 120 kW=8 | 64 pf=1 Model=1 Conn=wye daily=LoadShape_PV1
New Generator. | PV21396959A0a | phases=1 | Bus1= | SX3197638A | 1 kV= | 120 kW=8 | 64 pf=1 Model=1 Conn=wye daily=LoadShape_PV1
New Generator. | PV323234B0b | phases=1 | Bus1= | SX2860480B | 2 kV= | 120 kW=8 | 64 pf=1 Model=1 Conn=wye daily=LoadShape_PV1
New Generator. | PV21471907A0b | phases=1 | Bus1= | SX2897805A | 2 kV= | 120 kW=8 | 64 pf=1 Model=1 Conn=wye daily=LoadShape_PV1
New Generator. | PV262075C0b | phases=1 | Bus1= | SX3067448C | 2 kV= | 120 kW=8 | 64 pf=1 Model=1 Conn=wye daily=LoadShape_PV1
New Generator. | PV225767272A0b | phases=1 | Bus1= | SX3139103A | 2 kV= | 120 kW=8 | 64 pf=1 Model=1 Conn=wye daily=LoadShape_PV1
New Generator. | PV227411655C0a | phases=1 | Bus1= | SX2806553C | 1 kV= | 120 kW=8 | 64 pf=1 Model=1 Conn=wye daily=LoadShape_PV1
New Generator. | PV339021A0b | phases=1 | Bus1= | SX3197652A | 2 kV= | 120 kW=8 | 64 pf=1 Model=1 Conn=wye daily=LoadShape_PV1
New Generator. | PV251855C0b | phases=1 | Bus1= | SX2730107C | 2 kV= | 120 kW=8 | 64 pf=1 Model=1 Conn=wye daily=LoadShape_PV1
New Generator. | PV339046A0a | phases=1 | Bus1= | SX2785511A | 1 kV= | 120 kW=8 | 64 pf=1 Model=1 Conn=wye daily=LoadShape_PV1
New Generator. | PV337669A0a | phases=1 | Bus1= | SX3122811A | 1 kV= | 120 kW=8 | 64 pf=1 Model=1 Conn=wye daily=LoadShape_PV1
New Generator. | PV337628C0a | phases=1 | Bus1= | SX2897770C | 1 kV= | 120 kW=8 | 64 pf=1 Model=1 Conn=wye daily=LoadShape_PV1
New Generator. | PV321882C0b | phases=1 | Bus1= | SX2916607C | 2 kV= | 120 kW=8 | 64 pf=1 Model=1 Conn=wye daily=LoadShape_PV1
New Generator. | PV338973A0a | phases=1 | Bus1= | SX2748157A | 1 kV= | 120 kW=8 | 64 pf=1 Model=1 Conn=wye daily=LoadShape_PV1
New Generator. | PV138564A0a | phases=1 | Bus1= | SX2804283A | 1 kV= | 120 kW=8 | 64 pf=1 Model=1 Conn=wye daily=LoadShape_PV1
New Generator. | PV21474614C0a | phases=1 | Bus1= | SX2710543C | 1 kV= | 120 kW=8 | 64 pf=1 Model=1 Conn=wye daily=LoadShape_PV1
New Generator. | PV355437C0b | phases=1 | Bus1= | SX2710525C | 2 kV= | 120 kW=8 | 64 pf=1 Model=1 Conn=wye daily=LoadShape_PV1
New Generator. | PV321884C0b | phases=1 | Bus1= | SX2710515C | 2 kV= | 120 kW=8 | 64 pf=1 Model=1 Conn=wye daily=LoadShape_PV1
New Generator. | PV337646B0b | phases=1 | Bus1= | SX2879063B | 2 kV= | 120 kW=8 | 64 pf=1 Model=1 Conn=wye daily=LoadShape_PV1
New Generator. | PV338933B0b | phases=1 | Bus1= | SX3216345B | 2 kV= | 120 kW=8 | 64 pf=1 Model=1 Conn=wye daily=LoadShape_PV1
New Generator. | PV21396867A0b | phases=1 | Bus1= | SX2710536A | 2 kV= | 120 kW=8 | 64 pf=1 Model=1 Conn=wye daily=LoadShape_PV1
New Generator. | PV391749B0a | phases=1 | Bus1= | SX2991918B | 1 kV= | 120 kW=8 | 64 pf=1 Model=1 Conn=wye daily=LoadShape_PV1
New Generator. | PV251867C0b | phases=1 | Bus1= | SX2861157C | 2 kV= | 120 kW=8 | 64 pf=1 Model=1 Conn=wye daily=LoadShape_PV1
New Generator. | PV356807A0b | phases=1 | Bus1= | SX2823545A | 2 kV= | 120 kW=8 | 64 pf=1 Model=1 Conn=wye daily=LoadShape_PV1
New Generator. | PV391989A0b | phases=1 | Bus1= | SX2766747A | 2 kV= | 120 kW=8 | 64 pf=1 Model=1 Conn=wye daily=LoadShape_PV1
New Generator. | PV2127090C0a | phases=1 | Bus1= | SX2954352C | 1 kV= | 120 kW=8 | 64 pf=1 Model=1 Conn=wye daily=LoadShape_PV1
New Generator. | PV337619B0b | phases=1 | Bus1= | SX2990826B | 2 kV= | 120 kW=8 | 64 pf=1 Model=1 Conn=wye daily=LoadShape_PV1
New Generator. | PV338984A0a | phases=1 | Bus1= | SX2748144A | 1 kV= | 120 kW=8 | 64 pf=1 Model=1 Conn=wye daily=LoadShape_PV1
New Generator. | PV227902981A0a | phases=1 | Bus1= | SX3047058A | 1 kV= | 120 kW=8 | 64 pf=1 Model=1 Conn=wye daily=LoadShape_PV1
New Generator. | PV321892C0b | phases=1 | Bus1= | SX3235267C | 2 kV= | 120 kW=8 | 64 pf=1 Model=1 Conn=wye daily=LoadShape_PV1
New Generator. | PV356798C0a | phases=1 | Bus1= | SX2692600C | 1 kV= | 120 kW=8 | 64 pf=1 Model=1 Conn=wye daily=LoadShape_PV1
New Generator. | PV21399707A0a | phases=1 | Bus1= | SX3141403A | 1 kV= | 120 kW=8 | 64 pf=1 Model=1 Conn=wye daily=LoadShape_PV1
New Generator. | PV225533703C0b | phases=1 | Bus1= | SX2925506C | 2 kV= | 120 kW=8 | 64 pf=1 Model=1 Conn=wye daily=LoadShape_PV1
New Generator. | PV260475A0b | phases=1 | Bus1= | SX2879794A | 2 kV= | 120 kW=8 | 64 pf=1 Model=1 Conn=wye daily=LoadShape_PV1
New Generator. | PV337673A0b | phases=1 | Bus1= | SX2841618A | 2 kV= | 120 kW=8 | 64 pf=1 Model=1 Conn=wye daily=LoadShape_PV1
New Generator. | PV302673A0a | phases=1 | Bus1= | SX3010569A | 1 kV= | 120 kW=8 | 64 pf=1 Model=1 Conn=wye daily=LoadShape_PV1
New Generator. | PV218473A0b | phases=1 | Bus1= | SX3086078A | 2 kV= | 120 kW=8 | 64 pf=1 Model=1 Conn=wye daily=LoadShape_PV1
New Generator. | PV293655B0a | phases=1 | Bus1= | SX2729414B | 1 kV= | 120 kW=8 | 64 pf=1 Model=1 Conn=wye daily=LoadShape_PV1
New Generator. | PV293665C0a | phases=1 | Bus1= | SX2973166C | 1 kV= | 120 kW=8 | 64 pf=1 Model=1 Conn=wye daily=LoadShape_PV1
New Generator. | PV260569C0a | phases=1 | Bus1= | SX3104796C | 1 kV= | 120 kW=8 | 64 pf=1 Model=1 Conn=wye daily=LoadShape_PV1
New Generator. | PV337629C0b | phases=1 | Bus1= | SX2748128C | 2 kV= | 120 kW=8 | 64 pf=1 Model=1 Conn=wye daily=LoadShape_PV1
New Generator. | PV355586B0a | phases=1 | Bus1= | SX3254234B | 1 kV= | 120 kW=8 | 64 pf=1 Model=1 Conn=wye daily=LoadShape_PV1
New Generator. | PV321837A0b | phases=1 | Bus1= | SX2673312A | 2 kV= | 120 kW=8 | 64 pf=1 Model=1 Conn=wye daily=LoadShape_PV1
New Generator. | PV21470405A0a | phases=1 | Bus1= | SX2897801A | 1 kV= | 120 kW=8 | 64 pf=1 Model=1 Conn=wye daily=LoadShape_PV1
New Generator. | PV338910C0b | phases=1 | Bus1= | SX2841621C | 2 kV= | 120 kW=8 | 64 pf=1 Model=1 Conn=wye daily=LoadShape_PV1
New Generator. | PV226194262C0b | phases=1 | Bus1= | SX2745806C | 2 kV= | 120 kW=8 | 64 pf=1 Model=1 Conn=wye daily=LoadShape_PV1
New Generator. | PV337661B0a | phases=1 | Bus1= | SX2766749B | 1 kV= | 120 kW=8 | 64 pf=1 Model=1 Conn=wye daily=LoadShape_PV1
New Generator. | PV2129466A0b | phases=1 | Bus1= | SX3011293A | 2 kV= | 120 kW=8 | 64 pf=1 Model=1 Conn=wye daily=LoadShape_PV1
New Generator. | PV392036B0a | phases=1 | Bus1= | SX2991915B | 1 kV= | 120 kW=8 | 64 pf=1 Model=1 Conn=wye daily=LoadShape_PV1
New Generator. | PV302410A0b | phases=1 | Bus1= | SX3104131A | 2 kV= | 120 kW=8 | 64 pf=1 Model=1 Conn=wye daily=LoadShape_PV1
New Generator. | PV302675A0a | phases=1 | Bus1= | SX2954354A | 1 kV= | 120 kW=8 | 64 pf=1 Model=1 Conn=wye daily=LoadShape_PV1
New Generator. | PV21249674B0b | phases=1 | Bus1= | SX2879753B | 2 kV= | 120 kW=8 | 64 pf=1 Model=1 Conn=wye daily=LoadShape_PV1
New Generator. | PV302677A0a | phases=1 | Bus1= | SX3066819A | 1 kV= | 120 kW=8 | 64 pf=1 Model=1 Conn=wye daily=LoadShape_PV1
New Generator. | PV260595B0b | phases=1 | Bus1= | SX2767340B | 2 kV= | 120 kW=8 | 64 pf=1 Model=1 Conn=wye daily=LoadShape_PV1
New Generator. | PV337666B0b | phases=1 | Bus1= | SX3029518B | 2 kV= | 120 kW=8 | 64 pf=1 Model=1 Conn=wye daily=LoadShape_PV1
New Generator. | PV274994C0a | phases=1 | Bus1= | SX3048205C | 1 kV= | 120 kW=8 | 64 pf=1 Model=1 Conn=wye daily=LoadShape_PV1
New Generator. | PV323253B0b | phases=1 | Bus1= | SX2973152B | 2 kV= | 120 kW=8 | 64 pf=1 Model=1 Conn=wye daily=LoadShape_PV1
New Generator. | PV338968C0a | phases=1 | Bus1= | SX3178979C | 1 kV= | 120 kW=8 | 64 pf=1 Model=1 Conn=wye daily=LoadShape_PV1
New Generator. | PV274997C0b | phases=1 | Bus1= | SX3048228C | 2 kV= | 120 kW=8 | 64 pf=1 Model=1 Conn=wye daily=LoadShape_PV1
New Generator. | PV354851B0a | phases=1 | Bus1= | SX2991901B | 1 kV= | 120 kW=8 | 64 pf=1 Model=1 Conn=wye daily=LoadShape_PV1
New Generator. | PV338933B0a | phases=1 | Bus1= | SX3216345B | 1 kV= | 120 kW=8 | 64 pf=1 Model=1 Conn=wye daily=LoadShape_PV1
New Generator. | PV293645A0b | phases=1 | Bus1= | SX2841633A | 2 kV= | 120 kW=8 | 64 pf=1 Model=1 Conn=wye daily=LoadShape_PV1
New Generator. | PV2224237391A0a | phases=1 | Bus1= | SX3649299A | 1 kV= | 120 kW=8 | 64 pf=1 Model=1 Conn=wye daily=LoadShape_PV1
New Generator. | PV260627A0a | phases=1 | Bus1= | SX2992656A | 1 kV= | 120 kW=8 | 64 pf=1 Model=1 Conn=wye daily=LoadShape_PV1
New Generator. | PV21426205B0a | phases=1 | Bus1= | SX2731712B | 1 kV= | 120 kW=8 | 64 pf=1 Model=1 Conn=wye daily=LoadShape_PV1
New Generator. | PV21395962A0b | phases=1 | Bus1= | SX3197645A | 2 kV= | 120 kW=8 | 64 pf=1 Model=1 Conn=wye daily=LoadShape_PV1
New Generator. | PV442373C0a | phases=1 | Bus1= | SX3141393C | 1 kV= | 120 kW=8 | 64 pf=1 Model=1 Conn=wye daily=LoadShape_PV1
New Generator. | PV21031684A0a | phases=1 | Bus1= | SX2841616A | 1 kV= | 120 kW=8 | 64 pf=1 Model=1 Conn=wye daily=LoadShape_PV1
New Generator. | PV356062B0b | phases=1 | Bus1= | SX3122816B | 2 kV= | 120 kW=8 | 64 pf=1 Model=1 Conn=wye daily=LoadShape_PV1
New Generator. | PV21357984C0b | phases=1 | Bus1= | SX2897790C | 2 kV= | 120 kW=8 | 64 pf=1 Model=1 Conn=wye daily=LoadShape_PV1
New Generator. | PV260552A0b | phases=1 | Bus1= | SX3198348A | 2 kV= | 120 kW=8 | 64 pf=1 Model=1 Conn=wye daily=LoadShape_PV1
New Generator. | PV227944551C0a | phases=1 | Bus1= | SX3234149C | 1 kV= | 120 kW=97 | 2 pf=1 Model=1 Conn=wye daily=LoadShape_PV1
New Generator. | PV227944551B0b | phases=1 | Bus1= | SX3234149B | 2 kV= | 120 kW=77 | 4 pf=1 Model=1 Conn=wye daily=LoadShape_PV1
New Generator. | PV227944551A0b | phases=1 | Bus1= | SX3234149A | 2 kV= | 120 kW=44 | 64 pf=1 Model=1 Conn=wye daily=LoadShape_PV1
New Generator. | PV227944551A0a | phases=1 | Bus1= | SX3234149A | 1 kV= | 120 kW=44 | 64 pf=1 Model=1 Conn=wye daily=LoadShape_PV1
New Generator. | PV21459660C0a | phases=1 | Bus1= | SX3101194C | 1 kV= | 120 kW=32 | 4 pf=1 Model=1 Conn=wye daily=LoadShape_PV1
New Generator. | PV260595C0b | phases=1 | Bus1= | SX2767340C | 2 kV= | 120 kW=32 | 4 pf=1 Model=1 Conn=wye daily=LoadShape_PV1
New Generator. | PV2224230689C0b | phases=1 | Bus1= | SX3645811C | 2 kV= | 120 kW=32 | 4 pf=1 Model=1 Conn=wye daily=LoadShape_PV1
New Generator. | PV21197413C0a | phases=1 | Bus1= | SX3141411C | 1 kV= | 120 kW=32 | 4 pf=1 Model=1 Conn=wye daily=LoadShape_PV1
New Generator. | PV226308719B0a | phases=1 | Bus1= | SX3027670B | 1 kV= | 120 kW=32 | 4 pf=1 Model=1 Conn=wye daily=LoadShape_PV1
New Generator. | PV226308710B0b | phases=1 | Bus1= | SX2708744B | 2 kV= | 120 kW=32 | 4 pf=1 Model=1 Conn=wye daily=LoadShape_PV1
New Generator. | PV226308725B0b | phases=1 | Bus1= | SX2802480B | 2 kV= | 120 kW=32 | 4 pf=1 Model=1 Conn=wye daily=LoadShape_PV1
New Generator. | PV226192801C0b | phases=1 | Bus1= | SX2951995C | 2 kV= | 120 kW=25 | 2 pf=1 Model=1 Conn=wye daily=LoadShape_PV1
New Generator. | PV293664B0b | phases=1 | Bus1= | SX3207907B | 2 kV= | 120 kW=25 | 2 pf=1 Model=1 Conn=wye daily=LoadShape_PV1
New Generator. | PV21400253B0b | phases=1 | Bus1= | SX2691959B | 2 kV= | 120 kW=25 | 2 pf=1 Model=1 Conn=wye daily=LoadShape_PV1
New Generator. | PV21458756C0b | phases=1 | Bus1= | SX3232301C | 2 kV= | 120 kW=25 | 2 pf=1 Model=1 Conn=wye daily=LoadShape_PV1
New Generator. | PV260595B0a | phases=1 | Bus1= | SX2767340B | 1 kV= | 120 kW=25 | 2 pf=1 Model=1 Conn=wye daily=LoadShape_PV1
New Generator. | PV260595A0a | phases=1 | Bus1= | SX2767340A | 1 kV= | 120 kW=25 | 2 pf=1 Model=1 Conn=wye daily=LoadShape_PV1
New Generator. | PV21459651C0b | phases=1 | Bus1= | SX2763812C | 2 kV= | 120 kW=25 | 2 pf=1 Model=1 Conn=wye daily=LoadShape_PV1
New Generator. | PV226308729B0b | phases=1 | Bus1= | SX3102286B | 2 kV= | 120 kW=25 | 2 pf=1 Model=1 Conn=wye daily=LoadShape_PV1
New Generator. | PV226308730A0a | phases=1 | Bus1= | SX2802481A | 1 kV= | 120 kW=25 | 2 pf=1 Model=1 Conn=wye daily=LoadShape_PV1
New Generator. | PV227944551B0a | phases=1 | Bus1= | SX3234149B | 1 kV= | 120 kW=25 | 2 pf=1 Model=1 Conn=wye daily=LoadShape_PV1
New Generator. | PV226308720A0a | phases=1 | Bus1= | SX2821087A | 1 kV= | 120 kW=25 | 2 pf=1 Model=1 Conn=wye daily=LoadShape_PV1
New Generator. | PV226308716B0a | phases=1 | Bus1= | SX2690187B | 1 kV= | 120 kW=25 | 2 pf=1 Model=1 Conn=wye daily=LoadShape_PV1
New Generator. | PV21459629C0a | phases=1 | Bus1= | SX2763811C | 1 kV= | 120 kW=20 | 16 pf=1 Model=1 Conn=wye daily=LoadShape_PV1
New Generator. | PV2129466B0b | phases=1 | Bus1= | SX3011293B | 2 kV= | 120 kW=20 | 16 pf=1 Model=1 Conn=wye daily=LoadShape_PV1
New Generator. | PV21384099B0b | phases=1 | Bus1= | SX3215385B | 2 kV= | 120 kW=20 | 16 pf=1 Model=1 Conn=wye daily=LoadShape_PV1
New Generator. | PV227760021B0a | phases=1 | Bus1= | SX2803199B | 1 kV= | 120 kW=20 | 16 pf=1 Model=1 Conn=wye daily=LoadShape_PV1
New Generator. | PV227760024B0b | phases=1 | Bus1= | SX3215203B | 2 kV= | 120 kW=20 | 16 pf=1 Model=1 Conn=wye daily=LoadShape_PV1
New Generator. | PV2129466C0a | phases=1 | Bus1= | SX3011293C | 1 kV= | 120 kW=20 | 16 pf=1 Model=1 Conn=wye daily=LoadShape_PV1
New Generator. | PV21400215B0a | phases=1 | Bus1= | SX3048231B | 1 kV= | 120 kW=20 | 16 pf=1 Model=1 Conn=wye daily=LoadShape_PV1
New Generator. | PV338990B0b | phases=1 | Bus1= | SX2673331B | 2 kV= | 120 kW=20 | 16 pf=1 Model=1 Conn=wye daily=LoadShape_PV1
New Generator. | PV323264B0b | phases=1 | Bus1= | SX3216344B | 2 kV= | 120 kW=20 | 16 pf=1 Model=1 Conn=wye daily=LoadShape_PV1
New Generator. | PV293664C0b | phases=1 | Bus1= | SX3207907C | 2 kV= | 120 kW=20 | 16 pf=1 Model=1 Conn=wye daily=LoadShape_PV1
New Generator. | PV2212168880C0a | phases=1 | Bus1= | SX2766499C | 1 kV= | 120 kW=20 | 16 pf=1 Model=1 Conn=wye daily=LoadShape_PV1
New Generator. | PV225897943C0a | phases=1 | Bus1= | SX2875754C | 1 kV= | 120 kW=20 | 16 pf=1 Model=1 Conn=wye daily=LoadShape_PV1
New Generator. | PV227447984C0b | phases=1 | Bus1= | SX2862616C | 2 kV= | 120 kW=20 | 16 pf=1 Model=1 Conn=wye daily=LoadShape_PV1
New Generator. | PV338994B0a | phases=1 | Bus1= | SX3160115B | 1 kV= | 120 kW=20 | 16 pf=1 Model=1 Conn=wye daily=LoadShape_PV1
New Generator. | PV226308731A0b | phases=1 | Bus1= | SX3214549A | 2 kV= | 120 kW=20 | 16 pf=1 Model=1 Conn=wye daily=LoadShape_PV1
New Generator. | PV338923C0a | phases=1 | Bus1= | SX3178972C | 1 kV= | 120 kW=20 | 16 pf=1 Model=1 Conn=wye daily=LoadShape_PV1
New Generator. | PV228091193C0b | phases=1 | Bus1= | SX3047289C | 2 kV= | 120 kW=20 | 16 pf=1 Model=1 Conn=wye daily=LoadShape_PV1
New Generator. | PV227760024C0b | phases=1 | Bus1= | SX3215203C | 2 kV= | 120 kW=16 | 2 pf=1 Model=1 Conn=wye daily=LoadShape_PV1
New Generator. | PV2224230651C0a | phases=1 | Bus1= | SX3645810C | 1 kV= | 120 kW=16 | 2 pf=1 Model=1 Conn=wye daily=LoadShape_PV1
New Generator. | PV226308727B0a | phases=1 | Bus1= | SX3233413B | 1 kV= | 120 kW=16 | 2 pf=1 Model=1 Conn=wye daily=LoadShape_PV1
New Generator. | PV21400253B0a | phases=1 | Bus1= | SX2691959B | 1 kV= | 120 kW=16 | 2 pf=1 Model=1 Conn=wye daily=LoadShape_PV1
New Generator. | PV260643A0b | phases=1 | Bus1= | SX2692660A | 2 kV= | 120 kW=16 | 2 pf=1 Model=1 Conn=wye daily=LoadShape_PV1
New Generator. | PV21455388C0a | phases=1 | Bus1= | SX2879089C | 1 kV= | 120 kW=16 | 2 pf=1 Model=1 Conn=wye daily=LoadShape_PV1
New Generator. | PV2224230651C0b | phases=1 | Bus1= | SX3645810C | 2 kV= | 120 kW=16 | 2 pf=1 Model=1 Conn=wye daily=LoadShape_PV1
New Generator. | PV2120126B0b | phases=1 | Bus1= | SX2814529B | 2 kV= | 120 kW=16 | 2 pf=1 Model=1 Conn=wye daily=LoadShape_PV1
New Generator. | PV227917130C0a | phases=1 | Bus1= | SX2803194C | 1 kV= | 120 kW=16 | 2 pf=1 Model=1 Conn=wye daily=LoadShape_PV1
New Generator. | PV21236413B0a | phases=1 | Bus1= | SX3085391B | 1 kV= | 120 kW=16 | 2 pf=1 Model=1 Conn=wye daily=LoadShape_PV1
New Generator. | PV339005B0b | phases=1 | Bus1= | SX2785535B | 2 kV= | 120 kW=16 | 2 pf=1 Model=1 Conn=wye daily=LoadShape_PV1
New Generator. | PV339010B0a | phases=1 | Bus1= | SX2691966B | 1 kV= | 120 kW=16 | 2 pf=1 Model=1 Conn=wye daily=LoadShape_PV1
New Generator. | PV226308717A0a | phases=1 | Bus1= | SX3233412A | 1 kV= | 120 kW=16 | 2 pf=1 Model=1 Conn=wye daily=LoadShape_PV1
New Generator. | PV2212168874C0b | phases=1 | Bus1= | SX2729207C | 2 kV= | 120 kW=16 | 2 pf=1 Model=1 Conn=wye daily=LoadShape_PV1
New Generator. | PV323282B0a | phases=1 | Bus1= | SX2897791B | 1 kV= | 120 kW=16 | 2 pf=1 Model=1 Conn=wye daily=LoadShape_PV1
New Generator. | PV227447984C0a | phases=1 | Bus1= | SX2862616C | 1 kV= | 120 kW=16 | 2 pf=1 Model=1 Conn=wye daily=LoadShape_PV1
New Generator. | PV323394B0a | phases=1 | Bus1= | SX2710504B | 1 kV= | 120 kW=16 | 2 pf=1 Model=1 Conn=wye daily=LoadShape_PV1
New Generator. | PV228091193A0b | phases=1 | Bus1= | SX3047289A | 2 kV= | 120 kW=16 | 2 pf=1 Model=1 Conn=wye daily=LoadShape_PV1
New Generator. | PV293652B0b | phases=1 | Bus1= | SX3235258B | 2 kV= | 120 kW=16 | 2 pf=1 Model=1 Conn=wye daily=LoadShape_PV1
New Generator. | PV260577C0b | phases=1 | Bus1= | SX2767341C | 2 kV= | 120 kW=16 | 2 pf=1 Model=1 Conn=wye daily=LoadShape_PV1
New Generator. | PV260605A0b | phases=1 | Bus1= | SX2973791A | 2 kV= | 120 kW=14 | 4 pf=1 Model=1 Conn=wye daily=LoadShape_PV1
New Generator. | PV2120126A0b | phases=1 | Bus1= | SX2814529A | 2 kV= | 120 kW=14 | 4 pf=1 Model=1 Conn=wye daily=LoadShape_PV1
New Generator. | PV2224387053A0a | phases=1 | Bus1= | SX3728039A | 1 kV= | 120 kW=14 | 4 pf=1 Model=1 Conn=wye daily=LoadShape_PV1
New Generator. | PV338964C0a | phases=1 | Bus1= | SX3104117C | 1 kV= | 120 kW=14 | 4 pf=1 Model=1 Conn=wye daily=LoadShape_PV1
New Generator. | PV260473A0a | phases=1 | Bus1= | SX2861222A | 1 kV= | 120 kW=14 | 4 pf=1 Model=1 Conn=wye daily=LoadShape_PV1
New Generator. | PV2224237653A0a | phases=1 | Bus1= | SX3649302A | 1 kV= | 120 kW=14 | 4 pf=1 Model=1 Conn=wye daily=LoadShape_PV1
New Generator. | PV323391B0a | phases=1 | Bus1= | SX3159037B | 1 kV= | 120 kW=14 | 4 pf=1 Model=1 Conn=wye daily=LoadShape_PV1
New Generator. | PV260491C0b | phases=1 | Bus1= | SX2805031C | 2 kV= | 120 kW=14 | 4 pf=1 Model=1 Conn=wye daily=LoadShape_PV1
New Generator. | PV260607B0b | phases=1 | Bus1= | SX3029055B | 2 kV= | 120 kW=14 | 4 pf=1 Model=1 Conn=wye daily=LoadShape_PV1
New Generator. | PV138567A0b | phases=1 | Bus1= | SX2748129A | 2 kV= | 120 kW=14 | 4 pf=1 Model=1 Conn=wye daily=LoadShape_PV1
New Generator. | PV260535C0b | phases=1 | Bus1= | SX3067507C | 2 kV= | 120 kW=14 | 4 pf=1 Model=1 Conn=wye daily=LoadShape_PV1
New Generator. | PV21393454B0b | phases=1 | Bus1= | SX3179699B | 2 kV= | 120 kW=14 | 4 pf=1 Model=1 Conn=wye daily=LoadShape_PV1
New Generator. | PV223400157C0a | phases=1 | Bus1= | SX3150961C | 1 kV= | 120 kW=14 | 4 pf=1 Model=1 Conn=wye daily=LoadShape_PV1
New Generator. | PV355433C0a | phases=1 | Bus1= | SX2991933C | 1 kV= | 120 kW=14 | 4 pf=1 Model=1 Conn=wye daily=LoadShape_PV1
New Generator. | PV355431C0a | phases=1 | Bus1= | SX3048222C | 1 kV= | 120 kW=14 | 4 pf=1 Model=1 Conn=wye daily=LoadShape_PV1
New Generator. | PV260586B0a | phases=1 | Bus1= | SX3048887B | 1 kV= | 120 kW=14 | 4 pf=1 Model=1 Conn=wye daily=LoadShape_PV1
New Generator. | PV227921427C0a | phases=1 | Bus1= | SX2915542C | 1 kV= | 120 kW=14 | 4 pf=1 Model=1 Conn=wye daily=LoadShape_PV1
New Generator. | PV227731863A0b | phases=1 | Bus1= | SX3177665A | 2 kV= | 120 kW=14 | 4 pf=1 Model=1 Conn=wye daily=LoadShape_PV1
New Generator. | PV2224230615C0a | phases=1 | Bus1= | SX3645809C | 1 kV= | 120 kW=14 | 4 pf=1 Model=1 Conn=wye daily=LoadShape_PV1
New Generator. | PV321890C0a | phases=1 | Bus1= | SX3104118C | 1 kV= | 120 kW=14 | 4 pf=1 Model=1 Conn=wye daily=LoadShape_PV1
New Generator. | PV21373784A0a | phases=1 | Bus1= | SX3066817A | 1 kV= | 120 kW=14 | 4 pf=1 Model=1 Conn=wye daily=LoadShape_PV1
New Generator. | PV356793C0a | phases=1 | Bus1= | SX3179608C | 1 kV= | 120 kW=14 | 4 pf=1 Model=1 Conn=wye daily=LoadShape_PV1
New Generator. | PV247170B0b | phases=1 | Bus1= | SX2897784B | 2 kV= | 120 kW=14 | 4 pf=1 Model=1 Conn=wye daily=LoadShape_PV1
New Generator. | PV138797B0b | phases=1 | Bus1= | SX3198358B | 2 kV= | 120 kW=14 | 4 pf=1 Model=1 Conn=wye daily=LoadShape_PV1
New Generator. | PV21384099C0a | phases=1 | Bus1= | SX3215385C | 1 kV= | 120 kW=14 | 4 pf=1 Model=1 Conn=wye daily=LoadShape_PV1
New Generator. | PV338969A0b | phases=1 | Bus1= | SX3104129A | 2 kV= | 120 kW=14 | 4 pf=1 Model=1 Conn=wye daily=LoadShape_PV1
New Generator. | PV293664A0a | phases=1 | Bus1= | SX3207907A | 1 kV= | 120 kW=14 | 4 pf=1 Model=1 Conn=wye daily=LoadShape_PV1
New Generator. | PV339052C0b | phases=1 | Bus1= | SX3118855C | 2 kV= | 120 kW=14 | 4 pf=1 Model=1 Conn=wye daily=LoadShape_PV1
New Generator. | PV260598A0b | phases=1 | Bus1= | SX3067478A | 2 kV= | 120 kW=14 | 4 pf=1 Model=1 Conn=wye daily=LoadShape_PV1
New Generator. | PV218474A0a | phases=1 | Bus1= | SX3217056A | 1 kV= | 120 kW=14 | 4 pf=1 Model=1 Conn=wye daily=LoadShape_PV1
New Generator. | PV21474556A0b | phases=1 | Bus1= | SX3086098A | 2 kV= | 120 kW=14 | 4 pf=1 Model=1 Conn=wye daily=LoadShape_PV1
New Generator. | PV227917127C0a | phases=1 | Bus1= | SX2690868C | 1 kV= | 120 kW=14 | 4 pf=1 Model=1 Conn=wye daily=LoadShape_PV1
New Generator. | PV2224237384A0b | phases=1 | Bus1= | SX3649298A | 2 kV= | 120 kW=14 | 4 pf=1 Model=1 Conn=wye daily=LoadShape_PV1
New Generator. | PV302733B0b | phases=1 | Bus1= | SX2860491B | 2 kV= | 120 kW=14 | 4 pf=1 Model=1 Conn=wye daily=LoadShape_PV1
New Generator. | PV227760021C0b | phases=1 | Bus1= | SX2803199C | 2 kV= | 120 kW=14 | 4 pf=1 Model=1 Conn=wye daily=LoadShape_PV1
New Generator. | PV226308728A0b | phases=1 | Bus1= | SX3027671A | 2 kV= | 120 kW=14 | 4 pf=1 Model=1 Conn=wye daily=LoadShape_PV1
New Generator. | PV138754B0b | phases=1 | Bus1= | SX3254212B | 2 kV= | 120 kW=14 | 4 pf=1 Model=1 Conn=wye daily=LoadShape_PV1
New Generator. | PV260464A0b | phases=1 | Bus1= | SX2730187A | 2 kV= | 120 kW=14 | 4 pf=1 Model=1 Conn=wye daily=LoadShape_PV1
New Generator. | PV337636C0a | phases=1 | Bus1= | SX2841619C | 1 kV= | 120 kW=14 | 4 pf=1 Model=1 Conn=wye daily=LoadShape_PV1
New Generator. | PV21382813A0b | phases=1 | Bus1= | SX2748781A | 2 kV= | 120 kW=14 | 4 pf=1 Model=1 Conn=wye daily=LoadShape_PV1
New Generator. | PV338931C0a | phases=1 | Bus1= | SX2785521C | 1 kV= | 120 kW=14 | 4 pf=1 Model=1 Conn=wye daily=LoadShape_PV1
New Generator. | PV227760021A0b | phases=1 | Bus1= | SX2803199A | 2 kV= | 120 kW=14 | 4 pf=1 Model=1 Conn=wye daily=LoadShape_PV1
New Generator. | PV260555A0b | phases=1 | Bus1= | SX3048962A | 2 kV= | 120 kW=14 | 4 pf=1 Model=1 Conn=wye daily=LoadShape_PV1
New Generator. | PV2120126C0b | phases=1 | Bus1= | SX2814529C | 2 kV= | 120 kW=14 | 4 pf=1 Model=1 Conn=wye daily=LoadShape_PV1
New Generator. | PV2224386863A0a | phases=1 | Bus1= | SX3727710A | 1 kV= | 120 kW=14 | 4 pf=1 Model=1 Conn=wye daily=LoadShape_PV1
New Generator. | PV225940756B0b | phases=1 | Bus1= | SX2913406B | 2 kV= | 120 kW=14 | 4 pf=1 Model=1 Conn=wye daily=LoadShape_PV1
New Generator. | PV138262A0a | phases=1 | Bus1= | SX3029502A | 1 kV= | 120 kW=14 | 4 pf=1 Model=1 Conn=wye daily=LoadShape_PV1
New Generator. | PV21384099A0b | phases=1 | Bus1= | SX3215385A | 2 kV= | 120 kW=14 | 4 pf=1 Model=1 Conn=wye daily=LoadShape_PV1
New Generator. | PV227760024A0b | phases=1 | Bus1= | SX3215203A | 2 kV= | 120 kW=14 | 4 pf=1 Model=1 Conn=wye daily=LoadShape_PV1
New Generator. | PV2224237713A0a | phases=1 | Bus1= | SX3649304A | 1 kV= | 120 kW=14 | 4 pf=1 Model=1 Conn=wye daily=LoadShape_PV1
New Generator. | PV302804C0a | phases=1 | Bus1= | SX3141399C | 1 kV= | 120 kW=14 | 4 pf=1 Model=1 Conn=wye daily=LoadShape_PV1
New Generator. | PV228532641A0b | phases=1 | Bus1= | SX3091052A | 2 kV= | 120 kW=14 | 4 pf=1 Model=1 Conn=wye daily=LoadShape_PV1
New Generator. | PV293658C0a | phases=1 | Bus1= | SX3189188C | 1 kV= | 120 kW=14 | 4 pf=1 Model=1 Conn=wye daily=LoadShape_PV1
New Generator. | PV138652C0b | phases=1 | Bus1= | SX2766718C | 2 kV= | 120 kW=14 | 4 pf=1 Model=1 Conn=wye daily=LoadShape_PV1
New Generator. | PV228091193B0a | phases=1 | Bus1= | SX3047289B | 1 kV= | 120 kW=14 | 4 pf=1 Model=1 Conn=wye daily=LoadShape_PV1

## Teste 1 - OK
New Generator.PV138264B0b phases=1 Bus1=SX3104125B.2 kV=.120 kW=10.8 pf=1 model=1 conn=wye daily=LoadShape_PV1 | 10.8
New Generator.PV138374C0b phases=1 Bus1=SX2691950C.2 kV=.120 kW=10.8 pf=1 model=1 conn=wye daily=LoadShape_PV1 | 10.8
New Generator.PV138404C0a phases=1 Bus1=SX2841630C.1 kV=.120 kW=10.8 pf=1 model=1 conn=wye daily=LoadShape_PV1 | 10.8
New Generator.PV138405C0a phases=1 Bus1=SX2841629C.1 kV=.120 kW=10.8 pf=1 model=1 conn=wye daily=LoadShape_PV1 | 10.8
New Generator.PV138466C0a phases=1 Bus1=SX2973144C.1 kV=.120 kW=10.8 pf=1 model=1 conn=wye daily=LoadShape_PV1 | 10.8
New Generator.PV138472C0a phases=1 Bus1=SX2673309C.1 kV=.120 kW=10.8 pf=1 model=1 conn=wye daily=LoadShape_PV1 | 10.8
New Generator.PV138565A0a phases=1 Bus1=SX3104122A.1 kV=.120 kW=10.8 pf=1 model=1 conn=wye daily=LoadShape_PV1 | 10.8
New Generator.PV138566A0a phases=1 Bus1=SX2785519A.1 kV=.120 kW=10.8 pf=1 model=1 conn=wye daily=LoadShape_PV1 | 10.8
New Generator.PV138680A0b phases=1 Bus1=SX2710521A.2 kV=.120 kW=10.8 pf=1 model=1 conn=wye daily=LoadShape_PV1 | 10.8
New Generator.PV138716C0b phases=1 Bus1=SX3254219C.2 kV=.120 kW=10.8 pf=1 model=1 conn=wye daily=LoadShape_PV1 | 10.8
New Generator.PV138718C0a phases=1 Bus1=SX3104134C.1 kV=.120 kW=10.8 pf=1 model=1 conn=wye daily=LoadShape_PV1 | 10.8
New Generator.PV138719A0b phases=1 Bus1=SX2860490A.2 kV=.120 kW=10.8 pf=1 model=1 conn=wye daily=LoadShape_PV1 | 10.8
New Generator.PV138751B0a phases=1 Bus1=SX3066818B.1 kV=.120 kW=10.8 pf=1 model=1 conn=wye daily=LoadShape_PV1 | 10.8
New Generator.PV138753B0b phases=1 Bus1=SX2748130B.2 kV=.120 kW=10.8 pf=1 model=1 conn=wye daily=LoadShape_PV1 | 10.8
New Generator.PV157716B0a phases=1 Bus1=SX3179674B.1 kV=.120 kW=10.8 pf=1 model=1 conn=wye daily=LoadShape_PV1 | 10.8
New Generator.PV157718B0a phases=1 Bus1=SX3142099B.1 kV=.120 kW=10.8 pf=1 model=1 conn=wye daily=LoadShape_PV1 | 10.8
New Generator.PV207287B0b phases=1 Bus1=SX2711234B.2 kV=.120 kW=10.8 pf=1 model=1 conn=wye daily=LoadShape_PV1 | 10.8
New Generator.PV247059A0a phases=1 Bus1=SX2766721A.1 kV=.120 kW=10.8 pf=1 model=1 conn=wye daily=LoadShape_PV1 | 10.8
New Generator.PV247084B0a phases=1 Bus1=SX3254211B.1 kV=.120 kW=10.8 pf=1 model=1 conn=wye daily=LoadShape_PV1 | 10.8
New Generator.PV247184C0b phases=1 Bus1=SX2936279C.2 kV=.120 kW=10.8 pf=1 model=1 conn=wye daily=LoadShape_PV1 | 10.8
New Generator.PV251863C0a phases=1 Bus1=SX2745811C.1 kV=.120 kW=10.8 pf=1 model=1 conn=wye daily=LoadShape_PV1 | 10.8
New Generator.PV260474A0a phases=1 Bus1=SX2917330A.1 kV=.120 kW=10.8 pf=1 model=1 conn=wye daily=LoadShape_PV1 | 10.8
New Generator.PV260481C0a phases=1 Bus1=SX2730163C.1 kV=.120 kW=10.8 pf=1 model=1 conn=wye daily=LoadShape_PV1 | 10.8
New Generator.PV260494B0b phases=1 Bus1=SX3068944B.2 kV=.120 kW=10.8 pf=1 model=1 conn=wye daily=LoadShape_PV1 | 10.8
New Generator.PV260501B0b phases=1 Bus1=SX3142098B.2 kV=.120 kW=10.8 pf=1 model=1 conn=wye daily=LoadShape_PV1 | 10.8
New Generator.PV260505C0b phases=1 Bus1=SX2861218C.2 kV=.120 kW=10.8 pf=1 model=1 conn=wye daily=LoadShape_PV1 | 10.8
New Generator.PV260518C0a phases=1 Bus1=SX3104853C.1 kV=.120 kW=10.8 pf=1 model=1 conn=wye daily=LoadShape_PV1 | 10.8
New Generator.PV260543C0a phases=1 Bus1=SX2955077C.1 kV=.120 kW=10.8 pf=1 model=1 conn=wye daily=LoadShape_PV1 | 10.8
New Generator.PV260561C0a phases=1 Bus1=SX3104850C.1 kV=.120 kW=10.8 pf=1 model=1 conn=wye daily=LoadShape_PV1 | 10.8
New Generator.PV260562A0b phases=1 Bus1=SX3251799A.2 kV=.120 kW=10.8 pf=1 model=1 conn=wye daily=LoadShape_PV1 | 10.8
New Generator.PV260576C0a phases=1 Bus1=SX3030126C.1 kV=.120 kW=10.8 pf=1 model=1 conn=wye daily=LoadShape_PV1 | 10.8
New Generator.PV260638C0b phases=1 Bus1=SX3160871C.2 kV=.120 kW=10.8 pf=1 model=1 conn=wye daily=LoadShape_PV1 | 10.8
New Generator.PV260650A0a phases=1 Bus1=SX2692661A.1 kV=.120 kW=10.8 pf=1 model=1 conn=wye daily=LoadShape_PV1 | 10.8
New Generator.PV275008C0a phases=1 Bus1=SX3235243C.1 kV=.120 kW=10.8 pf=1 model=1 conn=wye daily=LoadShape_PV1 | 10.8
New Generator.PV293424C0a phases=1 Bus1=SX2766750C.1 kV=.120 kW=10.8 pf=1 model=1 conn=wye daily=LoadShape_PV1 | 10.8
New Generator.PV293471B0b phases=1 Bus1=SX_293471B.2 kV=.120 kW=10.8 pf=1 model=1 conn=wye daily=LoadShape_PV1 | 10.8
New Generator.PV293486C0a phases=1 Bus1=SX2673346C.1 kV=.120 kW=10.8 pf=1 model=1 conn=wye daily=LoadShape_PV1 | 10.8
New Generator.PV293487B0b phases=1 Bus1=SX3254238B.2 kV=.120 kW=10.8 pf=1 model=1 conn=wye daily=LoadShape_PV1 | 10.8
New Generator.PV293492C0b phases=1 Bus1=SX2841637C.2 kV=.120 kW=10.8 pf=1 model=1 conn=wye daily=LoadShape_PV1 | 10.8
New Generator.PV293592A0b phases=1 Bus1=SX2973161A.2 kV=.120 kW=10.8 pf=1 model=1 conn=wye daily=LoadShape_PV1 | 10.8
New Generator.PV293608C0a phases=1 Bus1=SX2673306C.1 kV=.120 kW=10.8 pf=1 model=1 conn=wye daily=LoadShape_PV1 | 10.8
New Generator.PV293658C0b phases=1 Bus1=SX3189188C.2 kV=.120 kW=10.8 pf=1 model=1 conn=wye daily=LoadShape_PV1 | 10.8
New Generator.PV293660B0b phases=1 Bus1=SX2916610B.2 kV=.120 kW=10.8 pf=1 model=1 conn=wye daily=LoadShape_PV1 | 10.8
New Generator.PV293668A0b phases=1 Bus1=SX3085403A.2 kV=.120 kW=10.8 pf=1 model=1 conn=wye daily=LoadShape_PV1 | 10.8
New Generator.PV294788A0a phases=1 Bus1=SX2821010A.1 kV=.120 kW=10.8 pf=1 model=1 conn=wye daily=LoadShape_PV1 | 10.8
New Generator.PV294810A0a phases=1 Bus1=SX3010585A.1 kV=.120 kW=10.8 pf=1 model=1 conn=wye daily=LoadShape_PV1 | 10.8
New Generator.PV294843A0b phases=1 Bus1=SX3178982A.2 kV=.120 kW=10.8 pf=1 model=1 conn=wye daily=LoadShape_PV1 | 10.8
New Generator.PV302369B0a phases=1 Bus1=SX3197643B.1 kV=.120 kW=10.8 pf=1 model=1 conn=wye daily=LoadShape_PV1 | 10.8
New Generator.PV302370B0b phases=1 Bus1=SX3122823B.2 kV=.120 kW=10.8 pf=1 model=1 conn=wye daily=LoadShape_PV1 | 10.8
New Generator.PV302412A0a phases=1 Bus1=SX3048210A.1 kV=.120 kW=10.8 pf=1 model=1 conn=wye daily=LoadShape_PV1 | 10.8
New Generator.PV302471A0a phases=1 Bus1=SX3085402A.1 kV=.120 kW=10.8 pf=1 model=1 conn=wye daily=LoadShape_PV1 | 10.8
New Generator.PV302473A0b phases=1 Bus1=SX2804252A.2 kV=.120 kW=10.8 pf=1 model=1 conn=wye daily=LoadShape_PV1 | 10.8
New Generator.PV302474A0b phases=1 Bus1=SX3048214A.2 kV=.120 kW=10.8 pf=1 model=1 conn=wye daily=LoadShape_PV1 | 10.8
New Generator.PV302735A0a phases=1 Bus1=SX2991923A.1 kV=.120 kW=10.8 pf=1 model=1 conn=wye daily=LoadShape_PV1 | 10.8
New Generator.PV302803C0b phases=1 Bus1=SX3085400C.2 kV=.120 kW=10.8 pf=1 model=1 conn=wye daily=LoadShape_PV1 | 10.8
New Generator.PV302807C0a phases=1 Bus1=SX3235266C.1 kV=.120 kW=10.8 pf=1 model=1 conn=wye daily=LoadShape_PV1 | 10.8
New Generator.PV310561A0a phases=1 Bus1=SX3122820A.1 kV=.120 kW=10.8 pf=1 model=1 conn=wye daily=LoadShape_PV1 | 10.8
New Generator.PV310569A0b phases=1 Bus1=SX3197639A.2 kV=.120 kW=10.8 pf=1 model=1 conn=wye daily=LoadShape_PV1 | 10.8
New Generator.PV321838A0a phases=1 Bus1=SX2691944A.1 kV=.120 kW=10.8 pf=1 model=1 conn=wye daily=LoadShape_PV1 | 10.8
New Generator.PV321845B0a phases=1 Bus1=SX3178975B.1 kV=.120 kW=10.8 pf=1 model=1 conn=wye daily=LoadShape_PV1 | 10.8
New Generator.PV321853B0b phases=1 Bus1=SX2673313B.2 kV=.120 kW=10.8 pf=1 model=1 conn=wye daily=LoadShape_PV1 | 10.8
New Generator.PV321859B0a phases=1 Bus1=SX3254213B.1 kV=.120 kW=10.8 pf=1 model=1 conn=wye daily=LoadShape_PV1 | 10.8
New Generator.PV321860B0a phases=1 Bus1=SX2785543B.1 kV=.120 kW=10.8 pf=1 model=1 conn=wye daily=LoadShape_PV1 | 10.8
New Generator.PV321888C0b phases=1 Bus1=SX3235241C.2 kV=.120 kW=10.8 pf=1 model=1 conn=wye daily=LoadShape_PV1 | 10.8
New Generator.PV321891C0b phases=1 Bus1=SX2748126C.2 kV=.120 kW=10.8 pf=1 model=1 conn=wye daily=LoadShape_PV1 | 10.8
New Generator.PV321893C0a phases=1 Bus1=SX2841645C.1 kV=.120 kW=10.8 pf=1 model=1 conn=wye daily=LoadShape_PV1 | 10.8
New Generator.PV323236B0a phases=1 Bus1=SX2822860B.1 kV=.120 kW=10.8 pf=1 model=1 conn=wye daily=LoadShape_PV1 | 10.8
New Generator.PV323242B0a phases=1 Bus1=SX3122810B.1 kV=.120 kW=10.8 pf=1 model=1 conn=wye daily=LoadShape_PV1 | 10.8
New Generator.PV323261B0b phases=1 Bus1=SX3085397B.2 kV=.120 kW=10.8 pf=1 model=1 conn=wye daily=LoadShape_PV1 | 10.8
New Generator.PV323263A0a phases=1 Bus1=SX3066812A.1 kV=.120 kW=10.8 pf=1 model=1 conn=wye daily=LoadShape_PV1 | 10.8
New Generator.PV323265B0a phases=1 Bus1=SX2860501B.1 kV=.120 kW=10.8 pf=1 model=1 conn=wye daily=LoadShape_PV1 | 10.8
New Generator.PV323267B0a phases=1 Bus1=SX2710514B.1 kV=.120 kW=10.8 pf=1 model=1 conn=wye daily=LoadShape_PV1 | 10.8
New Generator.PV323283B0b phases=1 Bus1=SX2916618B.2 kV=.120 kW=10.8 pf=1 model=1 conn=wye daily=LoadShape_PV1 | 10.8
New Generator.PV323284B0b phases=1 Bus1=SX3160113B.2 kV=.120 kW=10.8 pf=1 model=1 conn=wye daily=LoadShape_PV1 | 10.8
New Generator.PV323388B0a phases=1 Bus1=SX3234185B.1 kV=.120 kW=10.8 pf=1 model=1 conn=wye daily=LoadShape_PV1 | 10.8
New Generator.PV323397B0a phases=1 Bus1=SX2954346B.1 kV=.120 kW=10.8 pf=1 model=1 conn=wye daily=LoadShape_PV1 | 10.8
New Generator.PV328364C0a phases=1 Bus1=SX2692633C.1 kV=.120 kW=10.8 pf=1 model=1 conn=wye daily=LoadShape_PV1 | 10.8
New Generator.PV337614B0b phases=1 Bus1=SX2952003B.2 kV=.120 kW=10.8 pf=1 model=1 conn=wye daily=LoadShape_PV1 | 10.8
New Generator.PV337619A0a phases=1 Bus1=SX2990826A.1 kV=.120 kW=10.8 pf=1 model=1 conn=wye daily=LoadShape_PV1 | 10.8
New Generator.PV337619C0a phases=1 Bus1=SX2990826C.1 kV=.120 kW=10.8 pf=1 model=1 conn=wye daily=LoadShape_PV1 | 10.8
New Generator.PV337626C0b phases=1 Bus1=SX3216343C.2 kV=.120 kW=10.8 pf=1 model=1 conn=wye daily=LoadShape_PV1 | 10.8
New Generator.PV337634C0b phases=1 Bus1=SX2897768C.2 kV=.120 kW=10.8 pf=1 model=1 conn=wye daily=LoadShape_PV1 | 10.8
New Generator.PV337642C0a phases=1 Bus1=SX3104154C.1 kV=.120 kW=10.8 pf=1 model=1 conn=wye daily=LoadShape_PV1 | 10.8
New Generator.PV337648B0a phases=1 Bus1=SX3216367B.1 kV=.120 kW=10.8 pf=1 model=1 conn=wye daily=LoadShape_PV1 | 10.8
New Generator.PV337660C0b phases=1 Bus1=SX2897769C.2 kV=.120 kW=10.8 pf=1 model=1 conn=wye daily=LoadShape_PV1 | 10.8
New Generator.PV337675A0a phases=1 Bus1=SX2785514A.1 kV=.120 kW=10.8 pf=1 model=1 conn=wye daily=LoadShape_PV1 | 10.8
New Generator.PV337677A0b phases=1 Bus1=SX2785513A.2 kV=.120 kW=10.8 pf=1 model=1 conn=wye daily=LoadShape_PV1 | 10.8
New Generator.PV337689B0a phases=1 Bus1=SX2691949B.1 kV=.120 kW=10.8 pf=1 model=1 conn=wye daily=LoadShape_PV1 | 10.8
New Generator.PV337690B0b phases=1 Bus1=SX3104127B.2 kV=.120 kW=10.8 pf=1 model=1 conn=wye daily=LoadShape_PV1 | 10.8
New Generator.PV337697B0a phases=1 Bus1=SX2804258B.1 kV=.120 kW=10.8 pf=1 model=1 conn=wye daily=LoadShape_PV1 | 10.8
New Generator.PV337700B0b phases=1 Bus1=SX2766722B.2 kV=.120 kW=10.8 pf=1 model=1 conn=wye daily=LoadShape_PV1 | 10.8
New Generator.PV337704B0b phases=1 Bus1=SX2710546B.2 kV=.120 kW=10.8 pf=1 model=1 conn=wye daily=LoadShape_PV1 | 10.8
New Generator.PV337710B0b phases=1 Bus1=SX2991916B.2 kV=.120 kW=10.8 pf=1 model=1 conn=wye daily=LoadShape_PV1 | 10.8
New Generator.PV337714C0b phases=1 Bus1=SX3254209C.2 kV=.120 kW=10.8 pf=1 model=1 conn=wye daily=LoadShape_PV1 | 10.8
New Generator.PV337722A0b phases=1 Bus1=SX2973157A.2 kV=.120 kW=10.8 pf=1 model=1 conn=wye daily=LoadShape_PV1 | 10.8
New Generator.PV337729B0b phases=1 Bus1=SX2728247B.2 kV=.120 kW=10.8 pf=1 model=1 conn=wye daily=LoadShape_PV1 | 10.8
New Generator.PV338913B0a phases=1 Bus1=SX2804255B.1 kV=.120 kW=10.8 pf=1 model=1 conn=wye daily=LoadShape_PV1 | 10.8
New Generator.PV338922B0b phases=1 Bus1=SX2822866B.2 kV=.120 kW=10.8 pf=1 model=1 conn=wye daily=LoadShape_PV1 | 10.8
New Generator.PV338942A0a phases=1 Bus1=SX2822869A.1 kV=.120 kW=10.8 pf=1 model=1 conn=wye daily=LoadShape_PV1 | 10.8
New Generator.PV338945A0b phases=1 Bus1=SX2954353A.2 kV=.120 kW=10.8 pf=1 model=1 conn=wye daily=LoadShape_PV1 | 10.8
New Generator.PV338953B0b phases=1 Bus1=SX3122821B.2 kV=.120 kW=10.8 pf=1 model=1 conn=wye daily=LoadShape_PV1 | 10.8
New Generator.PV338956A0a phases=1 Bus1=SX3104119A.1 kV=.120 kW=10.8 pf=1 model=1 conn=wye daily=LoadShape_PV1 | 10.8
New Generator.PV338959C0b phases=1 Bus1=SX2954344C.2 kV=.120 kW=10.8 pf=1 model=1 conn=wye daily=LoadShape_PV1 | 10.8
New Generator.PV338961C0a phases=1 Bus1=SX3254208C.1 kV=.120 kW=10.8 pf=1 model=1 conn=wye daily=LoadShape_PV1 | 10.8
New Generator.PV338965A0b phases=1 Bus1=SX3010568A.2 kV=.120 kW=10.8 pf=1 model=1 conn=wye daily=LoadShape_PV1 | 10.8
New Generator.PV338966C0b phases=1 Bus1=SX3029505C.2 kV=.120 kW=10.8 pf=1 model=1 conn=wye daily=LoadShape_PV1 | 10.8
New Generator.PV338968C0b phases=1 Bus1=SX3178979C.2 kV=.120 kW=10.8 pf=1 model=1 conn=wye daily=LoadShape_PV1 | 10.8
New Generator.PV338972B0a phases=1 Bus1=SX2841632B.1 kV=.120 kW=10.8 pf=1 model=1 conn=wye daily=LoadShape_PV1 | 10.8
New Generator.PV338982B0a phases=1 Bus1=SX2785534B.1 kV=.120 kW=10.8 pf=1 model=1 conn=wye daily=LoadShape_PV1 | 10.8
New Generator.PV338986A0a phases=1 Bus1=SX2785538A.1 kV=.120 kW=10.8 pf=1 model=1 conn=wye daily=LoadShape_PV1 | 10.8
New Generator.PV338997B0a phases=1 Bus1=SX2860499B.1 kV=.120 kW=10.8 pf=1 model=1 conn=wye daily=LoadShape_PV1 | 10.8
New Generator.PV338997B0b phases=1 Bus1=SX2860499B.2 kV=.120 kW=10.8 pf=1 model=1 conn=wye daily=LoadShape_PV1 | 10.8
New Generator.PV338998B0a phases=1 Bus1=SX3254229B.1 kV=.120 kW=10.8 pf=1 model=1 conn=wye daily=LoadShape_PV1 | 10.8
New Generator.PV339003B0a phases=1 Bus1=SX3066826B.1 kV=.120 kW=10.8 pf=1 model=1 conn=wye daily=LoadShape_PV1 | 10.8
New Generator.PV339007B0a phases=1 Bus1=SX2916617B.1 kV=.120 kW=10.8 pf=1 model=1 conn=wye daily=LoadShape_PV1 | 10.8
New Generator.PV355432C0a phases=1 Bus1=SX3122837C.1 kV=.120 kW=10.8 pf=1 model=1 conn=wye daily=LoadShape_PV1 | 10.8
New Generator.PV355438C0b phases=1 Bus1=SX2673323C.2 kV=.120 kW=10.8 pf=1 model=1 conn=wye daily=LoadShape_PV1 | 10.8
New Generator.PV355584B0a phases=1 Bus1=SX2710542B.1 kV=.120 kW=10.8 pf=1 model=1 conn=wye daily=LoadShape_PV1 | 10.8
New Generator.PV355587B0b phases=1 Bus1=SX3104114B.2 kV=.120 kW=10.8 pf=1 model=1 conn=wye daily=LoadShape_PV1 | 10.8
New Generator.PV355599B0a phases=1 Bus1=SX3216338B.1 kV=.120 kW=10.8 pf=1 model=1 conn=wye daily=LoadShape_PV1 | 10.8
New Generator.PV355603B0b phases=1 Bus1=SX3160108B.2 kV=.120 kW=10.8 pf=1 model=1 conn=wye daily=LoadShape_PV1 | 10.8
New Generator.PV355607B0a phases=1 Bus1=SX2991927B.1 kV=.120 kW=10.8 pf=1 model=1 conn=wye daily=LoadShape_PV1 | 10.8
New Generator.PV355768B0b phases=1 Bus1=SX2729408B.2 kV=.120 kW=10.8 pf=1 model=1 conn=wye daily=LoadShape_PV1 | 10.8
New Generator.PV355936A0b phases=1 Bus1=SX2954357A.2 kV=.120 kW=10.8 pf=1 model=1 conn=wye daily=LoadShape_PV1 | 10.8
New Generator.PV355937A0a phases=1 Bus1=SX2841639A.1 kV=.120 kW=10.8 pf=1 model=1 conn=wye daily=LoadShape_PV1 | 10.8
New Generator.PV356064B0b phases=1 Bus1=SX2935556B.2 kV=.120 kW=10.8 pf=1 model=1 conn=wye daily=LoadShape_PV1 | 10.8
New Generator.PV356787C0a phases=1 Bus1=SX2970804C.1 kV=.120 kW=10.8 pf=1 model=1 conn=wye daily=LoadShape_PV1 | 10.8
New Generator.PV356791C0a phases=1 Bus1=SX2767343C.1 kV=.120 kW=10.8 pf=1 model=1 conn=wye daily=LoadShape_PV1 | 10.8
New Generator.PV356797C0b phases=1 Bus1=SX2955006C.2 kV=.120 kW=10.8 pf=1 model=1 conn=wye daily=LoadShape_PV1 | 10.8
New Generator.PV356800A0a phases=1 Bus1=SX3235946A.1 kV=.120 kW=10.8 pf=1 model=1 conn=wye daily=LoadShape_PV1 | 10.8
New Generator.PV356808A0b phases=1 Bus1=SX3101782A.2 kV=.120 kW=10.8 pf=1 model=1 conn=wye daily=LoadShape_PV1 | 10.8
New Generator.PV356814C0b phases=1 Bus1=SX2730106C.2 kV=.120 kW=10.8 pf=1 model=1 conn=wye daily=LoadShape_PV1 | 10.8
New Generator.PV391739B0a phases=1 Bus1=SX2954339B.1 kV=.120 kW=10.8 pf=1 model=1 conn=wye daily=LoadShape_PV1 | 10.8
New Generator.PV391741B0a phases=1 Bus1=SX3216339B.1 kV=.120 kW=10.8 pf=1 model=1 conn=wye daily=LoadShape_PV1 | 10.8
New Generator.PV391742B0b phases=1 Bus1=SX3048201B.2 kV=.120 kW=10.8 pf=1 model=1 conn=wye daily=LoadShape_PV1 | 10.8
New Generator.PV391745B0b phases=1 Bus1=SX2673300B.2 kV=.120 kW=10.8 pf=1 model=1 conn=wye daily=LoadShape_PV1 | 10.8
New Generator.PV391748B0b phases=1 Bus1=SX2991902B.2 kV=.120 kW=10.8 pf=1 model=1 conn=wye daily=LoadShape_PV1 | 10.8
New Generator.PV391750B0b phases=1 Bus1=SX2897764B.2 kV=.120 kW=10.8 pf=1 model=1 conn=wye daily=LoadShape_PV1 | 10.8
New Generator.PV391751B0a phases=1 Bus1=SX2860488B.1 kV=.120 kW=10.8 pf=1 model=1 conn=wye daily=LoadShape_PV1 | 10.8
New Generator.PV391765B0a phases=1 Bus1=SX3085389B.1 kV=.120 kW=10.8 pf=1 model=1 conn=wye daily=LoadShape_PV1 | 10.8
New Generator.PV391976C0b phases=1 Bus1=SX2841631C.2 kV=.120 kW=10.8 pf=1 model=1 conn=wye daily=LoadShape_PV1 | 10.8
New Generator.PV391977A0a phases=1 Bus1=SX3216350A.1 kV=.120 kW=10.8 pf=1 model=1 conn=wye daily=LoadShape_PV1 | 10.8
New Generator.PV391978C0a phases=1 Bus1=SX3141402C.1 kV=.120 kW=10.8 pf=1 model=1 conn=wye daily=LoadShape_PV1 | 10.8
New Generator.PV392038B0a phases=1 Bus1=SX2841634B.1 kV=.120 kW=10.8 pf=1 model=1 conn=wye daily=LoadShape_PV1 | 10.8
New Generator.PV441311A0a phases=1 Bus1=SX2766720A.1 kV=.120 kW=10.8 pf=1 model=1 conn=wye daily=LoadShape_PV1 | 10.8
New Generator.PV441854C0a phases=1 Bus1=SX2935566C.1 kV=.120 kW=10.8 pf=1 model=1 conn=wye daily=LoadShape_PV1 | 10.8
New Generator.PV2118903B0a phases=1 Bus1=SX2973146B.1 kV=.120 kW=10.8 pf=1 model=1 conn=wye daily=LoadShape_PV1 | 10.8
New Generator.PV2120126C0a phases=1 Bus1=SX2814529C.1 kV=.120 kW=10.8 pf=1 model=1 conn=wye daily=LoadShape_PV1 | 10.8
New Generator.PV2120183C0b phases=1 Bus1=SX3122818C.2 kV=.120 kW=10.8 pf=1 model=1 conn=wye daily=LoadShape_PV1 | 10.8
New Generator.PV2120195B0a phases=1 Bus1=SX3048209B.1 kV=.120 kW=10.8 pf=1 model=1 conn=wye daily=LoadShape_PV1 | 10.8
New Generator.PV2120786A0a phases=1 Bus1=SX2841628A.1 kV=.120 kW=10.8 pf=1 model=1 conn=wye daily=LoadShape_PV1 | 10.8
New Generator.PV2127253A0a phases=1 Bus1=SX3085401A.1 kV=.120 kW=10.8 pf=1 model=1 conn=wye daily=LoadShape_PV1 | 10.8
New Generator.PV2127681B0b phases=1 Bus1=SX2785522B.2 kV=.120 kW=10.8 pf=1 model=1 conn=wye daily=LoadShape_PV1 | 10.8
New Generator.PV2128464C0a phases=1 Bus1=SX3048889C.1 kV=.120 kW=10.8 pf=1 model=1 conn=wye daily=LoadShape_PV1 | 10.8
New Generator.PV2128517C0b phases=1 Bus1=SX3048890C.2 kV=.120 kW=10.8 pf=1 model=1 conn=wye daily=LoadShape_PV1 | 10.8
New Generator.PV2148580B0a phases=1 Bus1=SX3197636B.1 kV=.120 kW=10.8 pf=1 model=1 conn=wye daily=LoadShape_PV1 | 10.8
New Generator.PV2148633A0b phases=1 Bus1=SX2991905A.2 kV=.120 kW=10.8 pf=1 model=1 conn=wye daily=LoadShape_PV1 | 10.8
New Generator.PV21031694B0b phases=1 Bus1=SX3122812B.2 kV=.120 kW=10.8 pf=1 model=1 conn=wye daily=LoadShape_PV1 | 10.8
New Generator.PV21380325B0b phases=1 Bus1=SX2674027B.2 kV=.120 kW=10.8 pf=1 model=1 conn=wye daily=LoadShape_PV1 | 10.8
New Generator.PV21380616A0b phases=1 Bus1=SX2879067A.2 kV=.120 kW=10.8 pf=1 model=1 conn=wye daily=LoadShape_PV1 | 10.8
New Generator.PV21382992A0b phases=1 Bus1=SX3197654A.2 kV=.120 kW=10.8 pf=1 model=1 conn=wye daily=LoadShape_PV1 | 10.8
New Generator.PV21386754A0b phases=1 Bus1=SX2766741A.2 kV=.120 kW=10.8 pf=1 model=1 conn=wye daily=LoadShape_PV1 | 10.8
New Generator.PV21388572B0a phases=1 Bus1=SX3235252B.1 kV=.120 kW=10.8 pf=1 model=1 conn=wye daily=LoadShape_PV1 | 10.8
New Generator.PV21389092B0b phases=1 Bus1=SX2917328B.2 kV=.120 kW=10.8 pf=1 model=1 conn=wye daily=LoadShape_PV1 | 10.8
New Generator.PV21389761B0b phases=1 Bus1=SX2861219B.2 kV=.120 kW=10.8 pf=1 model=1 conn=wye daily=LoadShape_PV1 | 10.8
New Generator.PV21391390B0b phases=1 Bus1=SX3217064B.2 kV=.120 kW=10.8 pf=1 model=1 conn=wye daily=LoadShape_PV1 | 10.8
New Generator.PV21393412B0a phases=1 Bus1=SX2729405B.1 kV=.120 kW=10.8 pf=1 model=1 conn=wye daily=LoadShape_PV1 | 10.8
New Generator.PV21393643B0b phases=1 Bus1=SX2851933B.2 kV=.120 kW=10.8 pf=1 model=1 conn=wye daily=LoadShape_PV1 | 10.8
New Generator.PV21396796B0a phases=1 Bus1=SX3141397B.1 kV=.120 kW=10.8 pf=1 model=1 conn=wye daily=LoadShape_PV1 | 10.8
New Generator.PV21397005A0a phases=1 Bus1=SX2935557A.1 kV=.120 kW=10.8 pf=1 model=1 conn=wye daily=LoadShape_PV1 | 10.8
New Generator.PV21398563A0a phases=1 Bus1=SX3254216A.1 kV=.120 kW=10.8 pf=1 model=1 conn=wye daily=LoadShape_PV1 | 10.8
New Generator.PV21398646B0b phases=1 Bus1=SX2973180B.2 kV=.120 kW=10.8 pf=1 model=1 conn=wye daily=LoadShape_PV1 | 10.8
New Generator.PV21399305A0b phases=1 Bus1=SX3048221A.2 kV=.120 kW=10.8 pf=1 model=1 conn=wye daily=LoadShape_PV1 | 10.8
New Generator.PV21399326C0a phases=1 Bus1=SX2879092C.1 kV=.120 kW=10.8 pf=1 model=1 conn=wye daily=LoadShape_PV1 | 10.8
New Generator.PV21459640C0a phases=1 Bus1=SX2970258C.1 kV=.120 kW=10.8 pf=1 model=1 conn=wye daily=LoadShape_PV1 | 10.8
New Generator.PV21459651C0a phases=1 Bus1=SX2763812C.1 kV=.120 kW=10.8 pf=1 model=1 conn=wye daily=LoadShape_PV1 | 10.8
New Generator.PV21469960B0b phases=1 Bus1=SX3066830B.2 kV=.120 kW=10.8 pf=1 model=1 conn=wye daily=LoadShape_PV1 | 10.8
New Generator.PV21482181A0b phases=1 Bus1=SX3254237A.2 kV=.120 kW=10.8 pf=1 model=1 conn=wye daily=LoadShape_PV1 | 10.8
New Generator.PV225533675B0a phases=1 Bus1=SX3225319B.1 kV=.120 kW=10.8 pf=1 model=1 conn=wye daily=LoadShape_PV1 | 10.8
New Generator.PV225534325A0b phases=1 Bus1=SX2983432A.2 kV=.120 kW=10.8 pf=1 model=1 conn=wye daily=LoadShape_PV1 | 10.8
New Generator.PV226163467A0b phases=1 Bus1=SX3120376A.2 kV=.120 kW=10.8 pf=1 model=1 conn=wye daily=LoadShape_PV1 | 10.8
New Generator.PV226163575B0b phases=1 Bus1=SX2989432B.2 kV=.120 kW=10.8 pf=1 model=1 conn=wye daily=LoadShape_PV1 | 10.8
New Generator.PV226191850A0a phases=1 Bus1=SX3270814A.1 kV=.120 kW=10.8 pf=1 model=1 conn=wye daily=LoadShape_PV1 | 10.8
New Generator.PV226192936B0b phases=1 Bus1=SX2820531B.2 kV=.120 kW=10.8 pf=1 model=1 conn=wye daily=LoadShape_PV1 | 10.8
New Generator.PV226193134C0a phases=1 Bus1=SX2895449C.1 kV=.120 kW=10.8 pf=1 model=1 conn=wye daily=LoadShape_PV1 | 10.8
New Generator.PV226193170A0b phases=1 Bus1=SX3176656A.2 kV=.120 kW=10.8 pf=1 model=1 conn=wye daily=LoadShape_PV1 | 10.8
New Generator.PV226193395B0b phases=1 Bus1=SX2726974B.2 kV=.120 kW=10.8 pf=1 model=1 conn=wye daily=LoadShape_PV1 | 10.8
New Generator.PV226193745B0b phases=1 Bus1=SX2876798B.2 kV=.120 kW=10.8 pf=1 model=1 conn=wye daily=LoadShape_PV1 | 10.8
New Generator.PV226193886B0a phases=1 Bus1=SX2783231B.1 kV=.120 kW=10.8 pf=1 model=1 conn=wye daily=LoadShape_PV1 | 10.8
New Generator.PV226193899B0a phases=1 Bus1=SX3082983B.1 kV=.120 kW=10.8 pf=1 model=1 conn=wye daily=LoadShape_PV1 | 10.8
New Generator.PV226194002B0a phases=1 Bus1=SX2801902B.1 kV=.120 kW=10.8 pf=1 model=1 conn=wye daily=LoadShape_PV1 | 10.8
New Generator.PV226194419C0b phases=1 Bus1=SX3214071C.2 kV=.120 kW=10.8 pf=1 model=1 conn=wye daily=LoadShape_PV1 | 10.8
New Generator.PV226195194C0a phases=1 Bus1=SX3027124C.1 kV=.120 kW=10.8 pf=1 model=1 conn=wye daily=LoadShape_PV1 | 10.8
New Generator.PV226308716B0b phases=1 Bus1=SX2690187B.2 kV=.120 kW=10.8 pf=1 model=1 conn=wye daily=LoadShape_PV1 | 10.8
New Generator.PV226308729B0a phases=1 Bus1=SX3102286B.1 kV=.120 kW=10.8 pf=1 model=1 conn=wye daily=LoadShape_PV1 | 10.8
New Generator.PV226881700A0a phases=1 Bus1=SX3251854A.1 kV=.120 kW=10.8 pf=1 model=1 conn=wye daily=LoadShape_PV1 | 10.8
New Generator.PV226924200B0b phases=1 Bus1=SX2763072B.2 kV=.120 kW=10.8 pf=1 model=1 conn=wye daily=LoadShape_PV1 | 10.8
New Generator.PV226964880A0b phases=1 Bus1=SX3172805A.2 kV=.120 kW=10.8 pf=1 model=1 conn=wye daily=LoadShape_PV1 | 10.8
New Generator.PV227732939B0a phases=1 Bus1=SX3046854B.1 kV=.120 kW=10.8 pf=1 model=1 conn=wye daily=LoadShape_PV1 | 10.8
New Generator.PV227734175B0b phases=1 Bus1=SX3102793B.2 kV=.120 kW=10.8 pf=1 model=1 conn=wye daily=LoadShape_PV1 | 10.8
New Generator.PV227760021C0a phases=1 Bus1=SX2803199C.1 kV=.120 kW=10.8 pf=1 model=1 conn=wye daily=LoadShape_PV1 | 10.8
New Generator.PV227895952A0a phases=1 Bus1=SX3065665A.1 kV=.120 kW=10.8 pf=1 model=1 conn=wye daily=LoadShape_PV1 | 10.8
New Generator.PV227905262A0b phases=1 Bus1=SX3140238A.2 kV=.120 kW=10.8 pf=1 model=1 conn=wye daily=LoadShape_PV1 | 10.8
New Generator.PV227917122A0b phases=1 Bus1=SX2915534A.2 kV=.120 kW=10.8 pf=1 model=1 conn=wye daily=LoadShape_PV1 | 10.8
New Generator.PV227917127C0b phases=1 Bus1=SX2690868C.2 kV=.120 kW=10.8 pf=1 model=1 conn=wye daily=LoadShape_PV1 | 10.8
New Generator.PV227921416A0a phases=1 Bus1=SX3065696A.1 kV=.120 kW=10.8 pf=1 model=1 conn=wye daily=LoadShape_PV1 | 10.8
New Generator.PV227921427A0a phases=1 Bus1=SX2915542A.1 kV=.120 kW=10.8 pf=1 model=1 conn=wye daily=LoadShape_PV1 | 10.8
New Generator.PV227921427A0b phases=1 Bus1=SX2915542A.2 kV=.120 kW=10.8 pf=1 model=1 conn=wye daily=LoadShape_PV1 | 10.8
New Generator.PV227921427B0b phases=1 Bus1=SX2915542B.2 kV=.120 kW=10.8 pf=1 model=1 conn=wye daily=LoadShape_PV1 | 10.8
New Generator.PV228091193B0b phases=1 Bus1=SX3047289B.2 kV=.120 kW=10.8 pf=1 model=1 conn=wye daily=LoadShape_PV1 | 10.8
New Generator.PV228219458B0a phases=1 Bus1=SX3215549B.1 kV=.120 kW=10.8 pf=1 model=1 conn=wye daily=LoadShape_PV1 | 10.8
New Generator.PV228314460C0b phases=1 Bus1=SX3253570C.2 kV=.120 kW=10.8 pf=1 model=1 conn=wye daily=LoadShape_PV1 | 10.8
New Generator.PV228665517C0b phases=1 Bus1=SX3103822C.2 kV=.120 kW=10.8 pf=1 model=1 conn=wye daily=LoadShape_PV1 | 10.8
New Generator.PV2212168866C0b phases=1 Bus1=SX2729206C.2 kV=.120 kW=10.8 pf=1 model=1 conn=wye daily=LoadShape_PV1 | 10.8
New Generator.PV2212168870C0a phases=1 Bus1=SX2897554C.1 kV=.120 kW=10.8 pf=1 model=1 conn=wye daily=LoadShape_PV1 | 10.8
New Generator.PV2212168887C0a phases=1 Bus1=SX2878848C.1 kV=.120 kW=10.8 pf=1 model=1 conn=wye daily=LoadShape_PV1 | 10.8
New Generator.PV2212371533C0a phases=1 Bus1=SX3263051C.1 kV=.120 kW=10.8 pf=1 model=1 conn=wye daily=LoadShape_PV1 | 10.8
New Generator.PV2224237380A0b phases=1 Bus1=SX3649297A.2 kV=.120 kW=10.8 pf=1 model=1 conn=wye daily=LoadShape_PV1 | 10.8
New Generator.PV2224237546A0b phases=1 Bus1=SX3649300A.2 kV=.120 kW=10.8 pf=1 model=1 conn=wye daily=LoadShape_PV1 | 10.8
New Generator.PV2224386592A0b phases=1 Bus1=SX3729297A.2 kV=.120 kW=10.8 pf=1 model=1 conn=wye daily=LoadShape_PV1 | 10.8
New Generator.PV2224386842A0b phases=1 Bus1=SX3727709A.2 kV=.120 kW=10.8 pf=1 model=1 conn=wye daily=LoadShape_PV1 | 10.8
New Generator.PV2224387062A0b phases=1 Bus1=SX3728040A.2 kV=.120 kW=10.8 pf=1 model=1 conn=wye daily=LoadShape_PV1 | 10.8
New Generator.PV2224387113A0b phases=1 Bus1=SX3728042A.2 kV=.120 kW=10.8 pf=1 model=1 conn=wye daily=LoadShape_PV1 | 10.8
New Generator.PV2224387138A0b phases=1 Bus1=SX3728043A.2 kV=.120 kW=10.8 pf=1 model=1 conn=wye daily=LoadShape_PV1 | 10.8
New Generator.PV339016B0a phases=1 Bus1=SX3235273B.1 kV=.120 kW=8.64 pf=1 Model=1 Conn=wye daily=LoadShape_PV1 | 8.64
New Generator.PV355943C0b phases=1 Bus1=SX2785529C.2 kV=.120 kW=8.64 pf=1 Model=1 Conn=wye daily=LoadShape_PV1 | 8.64
New Generator.PV338978C0b phases=1 Bus1=SX2766738C.2 kV=.120 kW=8.64 pf=1 Model=1 Conn=wye daily=LoadShape_PV1 | 8.64
New Generator.PV227944551C0b phases=1 Bus1=SX3234149C.2 kV=.120 kW=8.64 pf=1 Model=1 Conn=wye daily=LoadShape_PV1 | 8.64
New Generator.PV2224386946A0b phases=1 Bus1=SX3728037A.2 kV=.120 kW=8.64 pf=1 Model=1 Conn=wye daily=LoadShape_PV1 | 8.64
New Generator.PV251859C0b phases=1 Bus1=SX2952007C.2 kV=.120 kW=8.64 pf=1 Model=1 Conn=wye daily=LoadShape_PV1 | 8.64
New Generator.PV2126875B0b phases=1 Bus1=SX3066811B.2 kV=.120 kW=8.64 pf=1 Model=1 Conn=wye daily=LoadShape_PV1 | 8.64
New Generator.PV138717C0b phases=1 Bus1=SX3254220C.2 kV=.120 kW=8.64 pf=1 Model=1 Conn=wye daily=LoadShape_PV1 | 8.64
New Generator.PV227411650C0a phases=1 Bus1=SX2937757C.1 kV=.120 kW=8.64 pf=1 Model=1 Conn=wye daily=LoadShape_PV1 | 8.64
New Generator.PV21399752A0a phases=1 Bus1=SX2785546A.1 kV=.120 kW=8.64 pf=1 Model=1 Conn=wye daily=LoadShape_PV1 | 8.64
New Generator.PV356795C0b phases=1 Bus1=SX2842330C.2 kV=.120 kW=8.64 pf=1 Model=1 Conn=wye daily=LoadShape_PV1 | 8.64
New Generator.PV227896008C0b phases=1 Bus1=SX3177881C.2 kV=.120 kW=8.64 pf=1 Model=1 Conn=wye daily=LoadShape_PV1 | 8.64
New Generator.PV226194826A0a phases=1 Bus1=SX3232902A.1 kV=.120 kW=8.64 pf=1 Model=1 Conn=wye daily=LoadShape_PV1 | 8.64
New Generator.PV337659C0b phases=1 Bus1=SX3066810C.2 kV=.120 kW=8.64 pf=1 Model=1 Conn=wye daily=LoadShape_PV1 | 8.64
New Generator.PV293518B0b phases=1 Bus1=SX2897780B.2 kV=.120 kW=8.64 pf=1 Model=1 Conn=wye daily=LoadShape_PV1 | 8.64
New Generator.PV391737B0a phases=1 Bus1=SX2804247B.1 kV=.120 kW=8.64 pf=1 Model=1 Conn=wye daily=LoadShape_PV1 | 8.64
New Generator.PV2149184C0b phases=1 Bus1=SX3141395C.2 kV=.120 kW=8.64 pf=1 Model=1 Conn=wye daily=LoadShape_PV1 | 8.64
New Generator.PV293644A0b phases=1 Bus1=SX2729429A.2 kV=.120 kW=8.64 pf=1 Model=1 Conn=wye daily=LoadShape_PV1 | 8.64
New Generator.PV338927A0a phases=1 Bus1=SX2972930A.1 kV=.120 kW=8.64 pf=1 Model=1 Conn=wye daily=LoadShape_PV1 | 8.64
New Generator.PV2224230615C0b phases=1 Bus1=SX3645809C.2 kV=.120 kW=8.64 pf=1 Model=1 Conn=wye daily=LoadShape_PV1 | 8.64
New Generator.PV321886C0b phases=1 Bus1=SX2766746C.2 kV=.120 kW=8.64 pf=1 Model=1 Conn=wye daily=LoadShape_PV1 | 8.64
New Generator.PV391747B0b phases=1 Bus1=SX2822859B.2 kV=.120 kW=8.64 pf=1 Model=1 Conn=wye daily=LoadShape_PV1 | 8.64
New Generator.PV21396606C0b phases=1 Bus1=SX2785525C.2 kV=.120 kW=8.64 pf=1 Model=1 Conn=wye daily=LoadShape_PV1 | 8.64
New Generator.PV337647A0b phases=1 Bus1=SX3048227A.2 kV=.120 kW=8.64 pf=1 Model=1 Conn=wye daily=LoadShape_PV1 | 8.64
New Generator.PV21396699B0b phases=1 Bus1=SX2860483B.2 kV=.120 kW=8.64 pf=1 Model=1 Conn=wye daily=LoadShape_PV1 | 8.64
New Generator.PV293655C0a phases=1 Bus1=SX2729414C.1 kV=.120 kW=8.64 pf=1 Model=1 Conn=wye daily=LoadShape_PV1 | 8.64
New Generator.PV21467859B0a phases=1 Bus1=SX2916625B.1 kV=.120 kW=8.64 pf=1 Model=1 Conn=wye daily=LoadShape_PV1 | 8.64
New Generator.PV227921427C0b phases=1 Bus1=SX2915542C.2 kV=.120 kW=8.64 pf=1 Model=1 Conn=wye daily=LoadShape_PV1 | 8.64
New Generator.PV21015829A0b phases=1 Bus1=SX2822861A.2 kV=.120 kW=8.64 pf=1 Model=1 Conn=wye daily=LoadShape_PV1 | 8.64
New Generator.PV321884C0a phases=1 Bus1=SX2710515C.1 kV=.120 kW=8.64 pf=1 Model=1 Conn=wye daily=LoadShape_PV1 | 8.64
New Generator.PV275247B0b phases=1 Bus1=SX2786273B.2 kV=.120 kW=8.64 pf=1 Model=1 Conn=wye daily=LoadShape_PV1 | 8.64
New Generator.PV355433C0b phases=1 Bus1=SX2991933C.2 kV=.120 kW=8.64 pf=1 Model=1 Conn=wye daily=LoadShape_PV1 | 8.64
New Generator.PV21383494B0b phases=1 Bus1=SX2954361B.2 kV=.120 kW=8.64 pf=1 Model=1 Conn=wye daily=LoadShape_PV1 | 8.64
New Generator.PV391994A0a phases=1 Bus1=SX3066821A.1 kV=.120 kW=8.64 pf=1 Model=1 Conn=wye daily=LoadShape_PV1 | 8.64
New Generator.PV226194421C0a phases=1 Bus1=SX3214069C.1 kV=.120 kW=8.64 pf=1 Model=1 Conn=wye daily=LoadShape_PV1 | 8.64
New Generator.PV355605B0b phases=1 Bus1=SX2729409B.2 kV=.120 kW=8.64 pf=1 Model=1 Conn=wye daily=LoadShape_PV1 | 8.64
New Generator.PV337707B0b phases=1 Bus1=SX3160104B.2 kV=.120 kW=8.64 pf=1 Model=1 Conn=wye daily=LoadShape_PV1 | 8.64
New Generator.PV138649A0a phases=1 Bus1=SX3048206A.1 kV=.120 kW=8.64 pf=1 Model=1 Conn=wye daily=LoadShape_PV1 | 8.64
New Generator.PV20107693B0b phases=1 Bus1=SX3160868B.2 kV=.120 kW=8.64 pf=1 Model=1 Conn=wye daily=LoadShape_PV1 | 8.64
New Generator.PV21474587C0b phases=1 Bus1=SX3104155C.2 kV=.120 kW=8.64 pf=1 Model=1 Conn=wye daily=LoadShape_PV1 | 8.64
New Generator.PV391992A0a phases=1 Bus1=SX3029500A.1 kV=.120 kW=8.64 pf=1 Model=1 Conn=wye daily=LoadShape_PV1 | 8.64
New Generator.PV226194865A0a phases=1 Bus1=SX3027122A.1 kV=.120 kW=8.64 pf=1 Model=1 Conn=wye daily=LoadShape_PV1 | 8.64
New Generator.PV351020C0a phases=1 Bus1=SX3045895C.1 kV=.120 kW=8.64 pf=1 Model=1 Conn=wye daily=LoadShape_PV1 | 8.64
New Generator.PV21396331B0a phases=1 Bus1=SX3178981B.1 kV=.120 kW=8.64 pf=1 Model=1 Conn=wye daily=LoadShape_PV1 | 8.64
New Generator.PV260641B0b phases=1 Bus1=SX3048965B.2 kV=.120 kW=8.64 pf=1 Model=1 Conn=wye daily=LoadShape_PV1 | 8.64
New Generator.PV21396959A0a phases=1 Bus1=SX3197638A.1 kV=.120 kW=8.64 pf=1 Model=1 Conn=wye daily=LoadShape_PV1 | 8.64
New Generator.PV323234B0b phases=1 Bus1=SX2860480B.2 kV=.120 kW=8.64 pf=1 Model=1 Conn=wye daily=LoadShape_PV1 | 8.64
New Generator.PV21471907A0b phases=1 Bus1=SX2897805A.2 kV=.120 kW=8.64 pf=1 Model=1 Conn=wye daily=LoadShape_PV1 | 8.64
New Generator.PV262075C0b phases=1 Bus1=SX3067448C.2 kV=.120 kW=8.64 pf=1 Model=1 Conn=wye daily=LoadShape_PV1 | 8.64
New Generator.PV225767272A0b phases=1 Bus1=SX3139103A.2 kV=.120 kW=8.64 pf=1 Model=1 Conn=wye daily=LoadShape_PV1 | 8.64
New Generator.PV227411655C0a phases=1 Bus1=SX2806553C.1 kV=.120 kW=8.64 pf=1 Model=1 Conn=wye daily=LoadShape_PV1 | 8.64
New Generator.PV339021A0b phases=1 Bus1=SX3197652A.2 kV=.120 kW=8.64 pf=1 Model=1 Conn=wye daily=LoadShape_PV1 | 8.64
New Generator.PV251855C0b phases=1 Bus1=SX2730107C.2 kV=.120 kW=8.64 pf=1 Model=1 Conn=wye daily=LoadShape_PV1 | 8.64
New Generator.PV339046A0a phases=1 Bus1=SX2785511A.1 kV=.120 kW=8.64 pf=1 Model=1 Conn=wye daily=LoadShape_PV1 | 8.64
New Generator.PV337669A0a phases=1 Bus1=SX3122811A.1 kV=.120 kW=8.64 pf=1 Model=1 Conn=wye daily=LoadShape_PV1 | 8.64
New Generator.PV337628C0a phases=1 Bus1=SX2897770C.1 kV=.120 kW=8.64 pf=1 Model=1 Conn=wye daily=LoadShape_PV1 | 8.64
New Generator.PV321882C0b phases=1 Bus1=SX2916607C.2 kV=.120 kW=8.64 pf=1 Model=1 Conn=wye daily=LoadShape_PV1 | 8.64
New Generator.PV338973A0a phases=1 Bus1=SX2748157A.1 kV=.120 kW=8.64 pf=1 Model=1 Conn=wye daily=LoadShape_PV1 | 8.64
New Generator.PV138564A0a phases=1 Bus1=SX2804283A.1 kV=.120 kW=8.64 pf=1 Model=1 Conn=wye daily=LoadShape_PV1 | 8.64
New Generator.PV21474614C0a phases=1 Bus1=SX2710543C.1 kV=.120 kW=8.64 pf=1 Model=1 Conn=wye daily=LoadShape_PV1 | 8.64
New Generator.PV355437C0b phases=1 Bus1=SX2710525C.2 kV=.120 kW=8.64 pf=1 Model=1 Conn=wye daily=LoadShape_PV1 | 8.64
New Generator.PV321884C0b phases=1 Bus1=SX2710515C.2 kV=.120 kW=8.64 pf=1 Model=1 Conn=wye daily=LoadShape_PV1 | 8.64
New Generator.PV337646B0b phases=1 Bus1=SX2879063B.2 kV=.120 kW=8.64 pf=1 Model=1 Conn=wye daily=LoadShape_PV1 | 8.64
New Generator.PV338933B0b phases=1 Bus1=SX3216345B.2 kV=.120 kW=8.64 pf=1 Model=1 Conn=wye daily=LoadShape_PV1 | 8.64
New Generator.PV21396867A0b phases=1 Bus1=SX2710536A.2 kV=.120 kW=8.64 pf=1 Model=1 Conn=wye daily=LoadShape_PV1 | 8.64
New Generator.PV391749B0a phases=1 Bus1=SX2991918B.1 kV=.120 kW=8.64 pf=1 Model=1 Conn=wye daily=LoadShape_PV1 | 8.64
New Generator.PV251867C0b phases=1 Bus1=SX2861157C.2 kV=.120 kW=8.64 pf=1 Model=1 Conn=wye daily=LoadShape_PV1 | 8.64
New Generator.PV356807A0b phases=1 Bus1=SX2823545A.2 kV=.120 kW=8.64 pf=1 Model=1 Conn=wye daily=LoadShape_PV1 | 8.64
New Generator.PV391989A0b phases=1 Bus1=SX2766747A.2 kV=.120 kW=8.64 pf=1 Model=1 Conn=wye daily=LoadShape_PV1 | 8.64
New Generator.PV2127090C0a phases=1 Bus1=SX2954352C.1 kV=.120 kW=8.64 pf=1 Model=1 Conn=wye daily=LoadShape_PV1 | 8.64
New Generator.PV337619B0b phases=1 Bus1=SX2990826B.2 kV=.120 kW=8.64 pf=1 Model=1 Conn=wye daily=LoadShape_PV1 | 8.64
New Generator.PV338984A0a phases=1 Bus1=SX2748144A.1 kV=.120 kW=8.64 pf=1 Model=1 Conn=wye daily=LoadShape_PV1 | 8.64
New Generator.PV227902981A0a phases=1 Bus1=SX3047058A.1 kV=.120 kW=8.64 pf=1 Model=1 Conn=wye daily=LoadShape_PV1 | 8.64
New Generator.PV321892C0b phases=1 Bus1=SX3235267C.2 kV=.120 kW=8.64 pf=1 Model=1 Conn=wye daily=LoadShape_PV1 | 8.64
New Generator.PV356798C0a phases=1 Bus1=SX2692600C.1 kV=.120 kW=8.64 pf=1 Model=1 Conn=wye daily=LoadShape_PV1 | 8.64
New Generator.PV21399707A0a phases=1 Bus1=SX3141403A.1 kV=.120 kW=8.64 pf=1 Model=1 Conn=wye daily=LoadShape_PV1 | 8.64
New Generator.PV225533703C0b phases=1 Bus1=SX2925506C.2 kV=.120 kW=8.64 pf=1 Model=1 Conn=wye daily=LoadShape_PV1 | 8.64
New Generator.PV260475A0b phases=1 Bus1=SX2879794A.2 kV=.120 kW=8.64 pf=1 Model=1 Conn=wye daily=LoadShape_PV1 | 8.64
New Generator.PV337673A0b phases=1 Bus1=SX2841618A.2 kV=.120 kW=8.64 pf=1 Model=1 Conn=wye daily=LoadShape_PV1 | 8.64
New Generator.PV302673A0a phases=1 Bus1=SX3010569A.1 kV=.120 kW=8.64 pf=1 Model=1 Conn=wye daily=LoadShape_PV1 | 8.64
New Generator.PV218473A0b phases=1 Bus1=SX3086078A.2 kV=.120 kW=8.64 pf=1 Model=1 Conn=wye daily=LoadShape_PV1 | 8.64
New Generator.PV293655B0a phases=1 Bus1=SX2729414B.1 kV=.120 kW=8.64 pf=1 Model=1 Conn=wye daily=LoadShape_PV1 | 8.64
New Generator.PV293665C0a phases=1 Bus1=SX2973166C.1 kV=.120 kW=8.64 pf=1 Model=1 Conn=wye daily=LoadShape_PV1 | 8.64
New Generator.PV260569C0a phases=1 Bus1=SX3104796C.1 kV=.120 kW=8.64 pf=1 Model=1 Conn=wye daily=LoadShape_PV1 | 8.64
New Generator.PV337629C0b phases=1 Bus1=SX2748128C.2 kV=.120 kW=8.64 pf=1 Model=1 Conn=wye daily=LoadShape_PV1 | 8.64
New Generator.PV355586B0a phases=1 Bus1=SX3254234B.1 kV=.120 kW=8.64 pf=1 Model=1 Conn=wye daily=LoadShape_PV1 | 8.64
New Generator.PV321837A0b phases=1 Bus1=SX2673312A.2 kV=.120 kW=8.64 pf=1 Model=1 Conn=wye daily=LoadShape_PV1 | 8.64
New Generator.PV21470405A0a phases=1 Bus1=SX2897801A.1 kV=.120 kW=8.64 pf=1 Model=1 Conn=wye daily=LoadShape_PV1 | 8.64
New Generator.PV338910C0b phases=1 Bus1=SX2841621C.2 kV=.120 kW=8.64 pf=1 Model=1 Conn=wye daily=LoadShape_PV1 | 8.64
New Generator.PV226194262C0b phases=1 Bus1=SX2745806C.2 kV=.120 kW=8.64 pf=1 Model=1 Conn=wye daily=LoadShape_PV1 | 8.64
New Generator.PV337661B0a phases=1 Bus1=SX2766749B.1 kV=.120 kW=8.64 pf=1 Model=1 Conn=wye daily=LoadShape_PV1 | 8.64
New Generator.PV2129466A0b phases=1 Bus1=SX3011293A.2 kV=.120 kW=8.64 pf=1 Model=1 Conn=wye daily=LoadShape_PV1 | 8.64
New Generator.PV392036B0a phases=1 Bus1=SX2991915B.1 kV=.120 kW=8.64 pf=1 Model=1 Conn=wye daily=LoadShape_PV1 | 8.64
New Generator.PV302410A0b phases=1 Bus1=SX3104131A.2 kV=.120 kW=8.64 pf=1 Model=1 Conn=wye daily=LoadShape_PV1 | 8.64
New Generator.PV302675A0a phases=1 Bus1=SX2954354A.1 kV=.120 kW=8.64 pf=1 Model=1 Conn=wye daily=LoadShape_PV1 | 8.64
New Generator.PV21249674B0b phases=1 Bus1=SX2879753B.2 kV=.120 kW=8.64 pf=1 Model=1 Conn=wye daily=LoadShape_PV1 | 8.64
New Generator.PV302677A0a phases=1 Bus1=SX3066819A.1 kV=.120 kW=8.64 pf=1 Model=1 Conn=wye daily=LoadShape_PV1 | 8.64
New Generator.PV260595B0b phases=1 Bus1=SX2767340B.2 kV=.120 kW=8.64 pf=1 Model=1 Conn=wye daily=LoadShape_PV1 | 8.64
New Generator.PV337666B0b phases=1 Bus1=SX3029518B.2 kV=.120 kW=8.64 pf=1 Model=1 Conn=wye daily=LoadShape_PV1 | 8.64
New Generator.PV274994C0a phases=1 Bus1=SX3048205C.1 kV=.120 kW=8.64 pf=1 Model=1 Conn=wye daily=LoadShape_PV1 | 8.64
New Generator.PV323253B0b phases=1 Bus1=SX2973152B.2 kV=.120 kW=8.64 pf=1 Model=1 Conn=wye daily=LoadShape_PV1 | 8.64
New Generator.PV338968C0a phases=1 Bus1=SX3178979C.1 kV=.120 kW=8.64 pf=1 Model=1 Conn=wye daily=LoadShape_PV1 | 8.64
New Generator.PV274997C0b phases=1 Bus1=SX3048228C.2 kV=.120 kW=8.64 pf=1 Model=1 Conn=wye daily=LoadShape_PV1 | 8.64
New Generator.PV354851B0a phases=1 Bus1=SX2991901B.1 kV=.120 kW=8.64 pf=1 Model=1 Conn=wye daily=LoadShape_PV1 | 8.64
New Generator.PV338933B0a phases=1 Bus1=SX3216345B.1 kV=.120 kW=8.64 pf=1 Model=1 Conn=wye daily=LoadShape_PV1 | 8.64
New Generator.PV293645A0b phases=1 Bus1=SX2841633A.2 kV=.120 kW=8.64 pf=1 Model=1 Conn=wye daily=LoadShape_PV1 | 8.64
New Generator.PV2224237391A0a phases=1 Bus1=SX3649299A.1 kV=.120 kW=8.64 pf=1 Model=1 Conn=wye daily=LoadShape_PV1 | 8.64
New Generator.PV260627A0a phases=1 Bus1=SX2992656A.1 kV=.120 kW=8.64 pf=1 Model=1 Conn=wye daily=LoadShape_PV1 | 8.64
New Generator.PV21426205B0a phases=1 Bus1=SX2731712B.1 kV=.120 kW=8.64 pf=1 Model=1 Conn=wye daily=LoadShape_PV1 | 8.64
New Generator.PV21395962A0b phases=1 Bus1=SX3197645A.2 kV=.120 kW=8.64 pf=1 Model=1 Conn=wye daily=LoadShape_PV1 | 8.64
New Generator.PV442373C0a phases=1 Bus1=SX3141393C.1 kV=.120 kW=8.64 pf=1 Model=1 Conn=wye daily=LoadShape_PV1 | 8.64
New Generator.PV21031684A0a phases=1 Bus1=SX2841616A.1 kV=.120 kW=8.64 pf=1 Model=1 Conn=wye daily=LoadShape_PV1 | 8.64
New Generator.PV356062B0b phases=1 Bus1=SX3122816B.2 kV=.120 kW=8.64 pf=1 Model=1 Conn=wye daily=LoadShape_PV1 | 8.64
New Generator.PV21357984C0b phases=1 Bus1=SX2897790C.2 kV=.120 kW=8.64 pf=1 Model=1 Conn=wye daily=LoadShape_PV1 | 8.64
New Generator.PV260552A0b phases=1 Bus1=SX3198348A.2 kV=.120 kW=8.64 pf=1 Model=1 Conn=wye daily=LoadShape_PV1 | 8.64
New Generator.PV227944551C0a phases=1 Bus1=SX3234149C.1 kV=.120 kW=97.2 pf=1 Model=1 Conn=wye daily=LoadShape_PV1 |  | 97.2
New Generator.PV227944551B0b phases=1 Bus1=SX3234149B.2 kV=.120 kW=77.4 pf=1 Model=1 Conn=wye daily=LoadShape_PV1 |  | 77.4
New Generator.PV227944551A0b phases=1 Bus1=SX3234149A.2 kV=.120 kW=44.64 pf=1 Model=1 Conn=wye daily=LoadShape_PV1 |  | 44.64
New Generator.PV227944551A0a phases=1 Bus1=SX3234149A.1 kV=.120 kW=44.64 pf=1 Model=1 Conn=wye daily=LoadShape_PV1 |  | 44.64
New Generator.PV21459660C0a phases=1 Bus1=SX3101194C.1 kV=.120 kW=32.4 pf=1 Model=1 Conn=wye daily=LoadShape_PV1 |  | 32.4
New Generator.PV260595C0b phases=1 Bus1=SX2767340C.2 kV=.120 kW=32.4 pf=1 Model=1 Conn=wye daily=LoadShape_PV1 |  | 32.4
New Generator.PV2224230689C0b phases=1 Bus1=SX3645811C.2 kV=.120 kW=32.4 pf=1 Model=1 Conn=wye daily=LoadShape_PV1 |  | 32.4
New Generator.PV21197413C0a phases=1 Bus1=SX3141411C.1 kV=.120 kW=32.4 pf=1 Model=1 Conn=wye daily=LoadShape_PV1 |  | 32.4
New Generator.PV226308719B0a phases=1 Bus1=SX3027670B.1 kV=.120 kW=32.4 pf=1 Model=1 Conn=wye daily=LoadShape_PV1 |  | 32.4
New Generator.PV226308710B0b phases=1 Bus1=SX2708744B.2 kV=.120 kW=32.4 pf=1 Model=1 Conn=wye daily=LoadShape_PV1 |  | 32.4
New Generator.PV226308725B0b phases=1 Bus1=SX2802480B.2 kV=.120 kW=32.4 pf=1 Model=1 Conn=wye daily=LoadShape_PV1 |  | 32.4
New Generator.PV226192801C0b phases=1 Bus1=SX2951995C.2 kV=.120 kW=25.2 pf=1 Model=1 Conn=wye daily=LoadShape_PV1 |  | 25.2
New Generator.PV293664B0b phases=1 Bus1=SX3207907B.2 kV=.120 kW=25.2 pf=1 Model=1 Conn=wye daily=LoadShape_PV1 |  | 25.2
New Generator.PV21400253B0b phases=1 Bus1=SX2691959B.2 kV=.120 kW=25.2 pf=1 Model=1 Conn=wye daily=LoadShape_PV1 |  | 25.2
New Generator.PV21458756C0b phases=1 Bus1=SX3232301C.2 kV=.120 kW=25.2 pf=1 Model=1 Conn=wye daily=LoadShape_PV1 |  | 25.2
New Generator.PV260595B0a phases=1 Bus1=SX2767340B.1 kV=.120 kW=25.2 pf=1 Model=1 Conn=wye daily=LoadShape_PV1 |  | 25.2
New Generator.PV260595A0a phases=1 Bus1=SX2767340A.1 kV=.120 kW=25.2 pf=1 Model=1 Conn=wye daily=LoadShape_PV1 |  | 25.2
New Generator.PV21459651C0b phases=1 Bus1=SX2763812C.2 kV=.120 kW=25.2 pf=1 Model=1 Conn=wye daily=LoadShape_PV1 |  | 25.2
New Generator.PV226308729B0b phases=1 Bus1=SX3102286B.2 kV=.120 kW=25.2 pf=1 Model=1 Conn=wye daily=LoadShape_PV1 |  | 25.2
New Generator.PV226308730A0a phases=1 Bus1=SX2802481A.1 kV=.120 kW=25.2 pf=1 Model=1 Conn=wye daily=LoadShape_PV1 |  | 25.2
New Generator.PV227944551B0a phases=1 Bus1=SX3234149B.1 kV=.120 kW=25.2 pf=1 Model=1 Conn=wye daily=LoadShape_PV1 |  | 25.2
New Generator.PV226308720A0a phases=1 Bus1=SX2821087A.1 kV=.120 kW=25.2 pf=1 Model=1 Conn=wye daily=LoadShape_PV1 |  | 25.2
New Generator.PV226308716B0a phases=1 Bus1=SX2690187B.1 kV=.120 kW=25.2 pf=1 Model=1 Conn=wye daily=LoadShape_PV1 |  | 25.2
New Generator.PV21459629C0a phases=1 Bus1=SX2763811C.1 kV=.120 kW=20.16 pf=1 Model=1 Conn=wye daily=LoadShape_PV1 |  | 20.16
New Generator.PV2129466B0b phases=1 Bus1=SX3011293B.2 kV=.120 kW=20.16 pf=1 Model=1 Conn=wye daily=LoadShape_PV1 |  | 20.16
New Generator.PV21384099B0b phases=1 Bus1=SX3215385B.2 kV=.120 kW=20.16 pf=1 Model=1 Conn=wye daily=LoadShape_PV1 |  | 20.16
New Generator.PV227760021B0a phases=1 Bus1=SX2803199B.1 kV=.120 kW=20.16 pf=1 Model=1 Conn=wye daily=LoadShape_PV1 |  | 20.16
New Generator.PV227760024B0b phases=1 Bus1=SX3215203B.2 kV=.120 kW=20.16 pf=1 Model=1 Conn=wye daily=LoadShape_PV1 |  | 20.16
New Generator.PV2129466C0a phases=1 Bus1=SX3011293C.1 kV=.120 kW=20.16 pf=1 Model=1 Conn=wye daily=LoadShape_PV1 |  | 20.16
New Generator.PV21400215B0a phases=1 Bus1=SX3048231B.1 kV=.120 kW=20.16 pf=1 Model=1 Conn=wye daily=LoadShape_PV1 |  | 20.16
New Generator.PV338990B0b phases=1 Bus1=SX2673331B.2 kV=.120 kW=20.16 pf=1 Model=1 Conn=wye daily=LoadShape_PV1 |  | 20.16
New Generator.PV323264B0b phases=1 Bus1=SX3216344B.2 kV=.120 kW=20.16 pf=1 Model=1 Conn=wye daily=LoadShape_PV1 |  | 20.16
New Generator.PV293664C0b phases=1 Bus1=SX3207907C.2 kV=.120 kW=20.16 pf=1 Model=1 Conn=wye daily=LoadShape_PV1 |  | 20.16
New Generator.PV2212168880C0a phases=1 Bus1=SX2766499C.1 kV=.120 kW=20.16 pf=1 Model=1 Conn=wye daily=LoadShape_PV1 |  | 20.16
New Generator.PV225897943C0a phases=1 Bus1=SX2875754C.1 kV=.120 kW=20.16 pf=1 Model=1 Conn=wye daily=LoadShape_PV1 |  | 20.16
New Generator.PV227447984C0b phases=1 Bus1=SX2862616C.2 kV=.120 kW=20.16 pf=1 Model=1 Conn=wye daily=LoadShape_PV1 |  | 20.16
New Generator.PV338994B0a phases=1 Bus1=SX3160115B.1 kV=.120 kW=20.16 pf=1 Model=1 Conn=wye daily=LoadShape_PV1 |  | 20.16
New Generator.PV226308731A0b phases=1 Bus1=SX3214549A.2 kV=.120 kW=20.16 pf=1 Model=1 Conn=wye daily=LoadShape_PV1 |  | 20.16
New Generator.PV338923C0a phases=1 Bus1=SX3178972C.1 kV=.120 kW=20.16 pf=1 Model=1 Conn=wye daily=LoadShape_PV1 |  | 20.16
New Generator.PV228091193C0b phases=1 Bus1=SX3047289C.2 kV=.120 kW=20.16 pf=1 Model=1 Conn=wye daily=LoadShape_PV1 |  | 20.16
New Generator.PV227760024C0b phases=1 Bus1=SX3215203C.2 kV=.120 kW=16.2 pf=1 Model=1 Conn=wye daily=LoadShape_PV1 |  | 16.2
New Generator.PV2224230651C0a phases=1 Bus1=SX3645810C.1 kV=.120 kW=16.2 pf=1 Model=1 Conn=wye daily=LoadShape_PV1 |  | 16.2
New Generator.PV226308727B0a phases=1 Bus1=SX3233413B.1 kV=.120 kW=16.2 pf=1 Model=1 Conn=wye daily=LoadShape_PV1 |  | 16.2
New Generator.PV21400253B0a phases=1 Bus1=SX2691959B.1 kV=.120 kW=16.2 pf=1 Model=1 Conn=wye daily=LoadShape_PV1 |  | 16.2
New Generator.PV260643A0b phases=1 Bus1=SX2692660A.2 kV=.120 kW=16.2 pf=1 Model=1 Conn=wye daily=LoadShape_PV1 |  | 16.2
New Generator.PV21455388C0a phases=1 Bus1=SX2879089C.1 kV=.120 kW=16.2 pf=1 Model=1 Conn=wye daily=LoadShape_PV1 |  | 16.2
New Generator.PV2224230651C0b phases=1 Bus1=SX3645810C.2 kV=.120 kW=16.2 pf=1 Model=1 Conn=wye daily=LoadShape_PV1 |  | 16.2
New Generator.PV2120126B0b phases=1 Bus1=SX2814529B.2 kV=.120 kW=16.2 pf=1 Model=1 Conn=wye daily=LoadShape_PV1 |  | 16.2
New Generator.PV227917130C0a phases=1 Bus1=SX2803194C.1 kV=.120 kW=16.2 pf=1 Model=1 Conn=wye daily=LoadShape_PV1 |  | 16.2
New Generator.PV21236413B0a phases=1 Bus1=SX3085391B.1 kV=.120 kW=16.2 pf=1 Model=1 Conn=wye daily=LoadShape_PV1 |  | 16.2
New Generator.PV339005B0b phases=1 Bus1=SX2785535B.2 kV=.120 kW=16.2 pf=1 Model=1 Conn=wye daily=LoadShape_PV1 |  | 16.2
New Generator.PV339010B0a phases=1 Bus1=SX2691966B.1 kV=.120 kW=16.2 pf=1 Model=1 Conn=wye daily=LoadShape_PV1 |  | 16.2
New Generator.PV226308717A0a phases=1 Bus1=SX3233412A.1 kV=.120 kW=16.2 pf=1 Model=1 Conn=wye daily=LoadShape_PV1 |  | 16.2
New Generator.PV2212168874C0b phases=1 Bus1=SX2729207C.2 kV=.120 kW=16.2 pf=1 Model=1 Conn=wye daily=LoadShape_PV1 |  | 16.2
New Generator.PV323282B0a phases=1 Bus1=SX2897791B.1 kV=.120 kW=16.2 pf=1 Model=1 Conn=wye daily=LoadShape_PV1 |  | 16.2
New Generator.PV227447984C0a phases=1 Bus1=SX2862616C.1 kV=.120 kW=16.2 pf=1 Model=1 Conn=wye daily=LoadShape_PV1 |  | 16.2
New Generator.PV323394B0a phases=1 Bus1=SX2710504B.1 kV=.120 kW=16.2 pf=1 Model=1 Conn=wye daily=LoadShape_PV1 |  | 16.2
New Generator.PV228091193A0b phases=1 Bus1=SX3047289A.2 kV=.120 kW=16.2 pf=1 Model=1 Conn=wye daily=LoadShape_PV1 |  | 16.2
New Generator.PV293652B0b phases=1 Bus1=SX3235258B.2 kV=.120 kW=16.2 pf=1 Model=1 Conn=wye daily=LoadShape_PV1 |  | 16.2
New Generator.PV260577C0b phases=1 Bus1=SX2767341C.2 kV=.120 kW=16.2 pf=1 Model=1 Conn=wye daily=LoadShape_PV1 |  | 16.2
New Generator.PV260605A0b phases=1 Bus1=SX2973791A.2 kV=.120 kW=14.4 pf=1 Model=1 Conn=wye daily=LoadShape_PV1 | 14.4
New Generator.PV2120126A0b phases=1 Bus1=SX2814529A.2 kV=.120 kW=14.4 pf=1 Model=1 Conn=wye daily=LoadShape_PV1 | 14.4
New Generator.PV2224387053A0a phases=1 Bus1=SX3728039A.1 kV=.120 kW=14.4 pf=1 Model=1 Conn=wye daily=LoadShape_PV1 | 14.4
New Generator.PV338964C0a phases=1 Bus1=SX3104117C.1 kV=.120 kW=14.4 pf=1 Model=1 Conn=wye daily=LoadShape_PV1 | 14.4
New Generator.PV260473A0a phases=1 Bus1=SX2861222A.1 kV=.120 kW=14.4 pf=1 Model=1 Conn=wye daily=LoadShape_PV1 | 14.4
New Generator.PV2224237653A0a phases=1 Bus1=SX3649302A.1 kV=.120 kW=14.4 pf=1 Model=1 Conn=wye daily=LoadShape_PV1 | 14.4
New Generator.PV323391B0a phases=1 Bus1=SX3159037B.1 kV=.120 kW=14.4 pf=1 Model=1 Conn=wye daily=LoadShape_PV1 | 14.4
New Generator.PV260491C0b phases=1 Bus1=SX2805031C.2 kV=.120 kW=14.4 pf=1 Model=1 Conn=wye daily=LoadShape_PV1 | 14.4
New Generator.PV260607B0b phases=1 Bus1=SX3029055B.2 kV=.120 kW=14.4 pf=1 Model=1 Conn=wye daily=LoadShape_PV1 | 14.4
New Generator.PV138567A0b phases=1 Bus1=SX2748129A.2 kV=.120 kW=14.4 pf=1 Model=1 Conn=wye daily=LoadShape_PV1 | 14.4
New Generator.PV260535C0b phases=1 Bus1=SX3067507C.2 kV=.120 kW=14.4 pf=1 Model=1 Conn=wye daily=LoadShape_PV1 | 14.4
New Generator.PV21393454B0b phases=1 Bus1=SX3179699B.2 kV=.120 kW=14.4 pf=1 Model=1 Conn=wye daily=LoadShape_PV1 | 14.4
New Generator.PV223400157C0a phases=1 Bus1=SX3150961C.1 kV=.120 kW=14.4 pf=1 Model=1 Conn=wye daily=LoadShape_PV1 | 14.4
New Generator.PV355433C0a phases=1 Bus1=SX2991933C.1 kV=.120 kW=14.4 pf=1 Model=1 Conn=wye daily=LoadShape_PV1 | 14.4
New Generator.PV355431C0a phases=1 Bus1=SX3048222C.1 kV=.120 kW=14.4 pf=1 Model=1 Conn=wye daily=LoadShape_PV1 | 14.4
New Generator.PV260586B0a phases=1 Bus1=SX3048887B.1 kV=.120 kW=14.4 pf=1 Model=1 Conn=wye daily=LoadShape_PV1 | 14.4
New Generator.PV227921427C0a phases=1 Bus1=SX2915542C.1 kV=.120 kW=14.4 pf=1 Model=1 Conn=wye daily=LoadShape_PV1 | 14.4
New Generator.PV227731863A0b phases=1 Bus1=SX3177665A.2 kV=.120 kW=14.4 pf=1 Model=1 Conn=wye daily=LoadShape_PV1 | 14.4
New Generator.PV2224230615C0a phases=1 Bus1=SX3645809C.1 kV=.120 kW=14.4 pf=1 Model=1 Conn=wye daily=LoadShape_PV1 | 14.4
New Generator.PV321890C0a phases=1 Bus1=SX3104118C.1 kV=.120 kW=14.4 pf=1 Model=1 Conn=wye daily=LoadShape_PV1 | 14.4
New Generator.PV21373784A0a phases=1 Bus1=SX3066817A.1 kV=.120 kW=14.4 pf=1 Model=1 Conn=wye daily=LoadShape_PV1 | 14.4
New Generator.PV356793C0a phases=1 Bus1=SX3179608C.1 kV=.120 kW=14.4 pf=1 Model=1 Conn=wye daily=LoadShape_PV1 | 14.4
New Generator.PV247170B0b phases=1 Bus1=SX2897784B.2 kV=.120 kW=14.4 pf=1 Model=1 Conn=wye daily=LoadShape_PV1 | 14.4
New Generator.PV138797B0b phases=1 Bus1=SX3198358B.2 kV=.120 kW=14.4 pf=1 Model=1 Conn=wye daily=LoadShape_PV1 | 14.4
New Generator.PV21384099C0a phases=1 Bus1=SX3215385C.1 kV=.120 kW=14.4 pf=1 Model=1 Conn=wye daily=LoadShape_PV1 | 14.4
New Generator.PV338969A0b phases=1 Bus1=SX3104129A.2 kV=.120 kW=14.4 pf=1 Model=1 Conn=wye daily=LoadShape_PV1 | 14.4
New Generator.PV293664A0a phases=1 Bus1=SX3207907A.1 kV=.120 kW=14.4 pf=1 Model=1 Conn=wye daily=LoadShape_PV1 | 14.4
New Generator.PV339052C0b phases=1 Bus1=SX3118855C.2 kV=.120 kW=14.4 pf=1 Model=1 Conn=wye daily=LoadShape_PV1 | 14.4
New Generator.PV260598A0b phases=1 Bus1=SX3067478A.2 kV=.120 kW=14.4 pf=1 Model=1 Conn=wye daily=LoadShape_PV1 | 14.4
New Generator.PV218474A0a phases=1 Bus1=SX3217056A.1 kV=.120 kW=14.4 pf=1 Model=1 Conn=wye daily=LoadShape_PV1 | 14.4
New Generator.PV21474556A0b phases=1 Bus1=SX3086098A.2 kV=.120 kW=14.4 pf=1 Model=1 Conn=wye daily=LoadShape_PV1 | 14.4
New Generator.PV227917127C0a phases=1 Bus1=SX2690868C.1 kV=.120 kW=14.4 pf=1 Model=1 Conn=wye daily=LoadShape_PV1 | 14.4
New Generator.PV2224237384A0b phases=1 Bus1=SX3649298A.2 kV=.120 kW=14.4 pf=1 Model=1 Conn=wye daily=LoadShape_PV1 | 14.4
New Generator.PV302733B0b phases=1 Bus1=SX2860491B.2 kV=.120 kW=14.4 pf=1 Model=1 Conn=wye daily=LoadShape_PV1 | 14.4
New Generator.PV227760021C0b phases=1 Bus1=SX2803199C.2 kV=.120 kW=14.4 pf=1 Model=1 Conn=wye daily=LoadShape_PV1 | 14.4
New Generator.PV226308728A0b phases=1 Bus1=SX3027671A.2 kV=.120 kW=14.4 pf=1 Model=1 Conn=wye daily=LoadShape_PV1 | 14.4
New Generator.PV138754B0b phases=1 Bus1=SX3254212B.2 kV=.120 kW=14.4 pf=1 Model=1 Conn=wye daily=LoadShape_PV1 | 14.4
New Generator.PV260464A0b phases=1 Bus1=SX2730187A.2 kV=.120 kW=14.4 pf=1 Model=1 Conn=wye daily=LoadShape_PV1 | 14.4
New Generator.PV337636C0a phases=1 Bus1=SX2841619C.1 kV=.120 kW=14.4 pf=1 Model=1 Conn=wye daily=LoadShape_PV1 | 14.4
New Generator.PV21382813A0b phases=1 Bus1=SX2748781A.2 kV=.120 kW=14.4 pf=1 Model=1 Conn=wye daily=LoadShape_PV1 | 14.4
New Generator.PV338931C0a phases=1 Bus1=SX2785521C.1 kV=.120 kW=14.4 pf=1 Model=1 Conn=wye daily=LoadShape_PV1 | 14.4
New Generator.PV227760021A0b phases=1 Bus1=SX2803199A.2 kV=.120 kW=14.4 pf=1 Model=1 Conn=wye daily=LoadShape_PV1 | 14.4
New Generator.PV260555A0b phases=1 Bus1=SX3048962A.2 kV=.120 kW=14.4 pf=1 Model=1 Conn=wye daily=LoadShape_PV1 | 14.4
New Generator.PV2120126C0b phases=1 Bus1=SX2814529C.2 kV=.120 kW=14.4 pf=1 Model=1 Conn=wye daily=LoadShape_PV1 | 14.4
New Generator.PV2224386863A0a phases=1 Bus1=SX3727710A.1 kV=.120 kW=14.4 pf=1 Model=1 Conn=wye daily=LoadShape_PV1 | 14.4
New Generator.PV225940756B0b phases=1 Bus1=SX2913406B.2 kV=.120 kW=14.4 pf=1 Model=1 Conn=wye daily=LoadShape_PV1 | 14.4
New Generator.PV138262A0a phases=1 Bus1=SX3029502A.1 kV=.120 kW=14.4 pf=1 Model=1 Conn=wye daily=LoadShape_PV1 | 14.4
New Generator.PV21384099A0b phases=1 Bus1=SX3215385A.2 kV=.120 kW=14.4 pf=1 Model=1 Conn=wye daily=LoadShape_PV1 | 14.4
New Generator.PV227760024A0b phases=1 Bus1=SX3215203A.2 kV=.120 kW=14.4 pf=1 Model=1 Conn=wye daily=LoadShape_PV1 | 14.4
New Generator.PV2224237713A0a phases=1 Bus1=SX3649304A.1 kV=.120 kW=14.4 pf=1 Model=1 Conn=wye daily=LoadShape_PV1 | 14.4
New Generator.PV302804C0a phases=1 Bus1=SX3141399C.1 kV=.120 kW=14.4 pf=1 Model=1 Conn=wye daily=LoadShape_PV1 | 14.4
New Generator.PV228532641A0b phases=1 Bus1=SX3091052A.2 kV=.120 kW=14.4 pf=1 Model=1 Conn=wye daily=LoadShape_PV1 | 14.4
New Generator.PV293658C0a phases=1 Bus1=SX3189188C.1 kV=.120 kW=14.4 pf=1 Model=1 Conn=wye daily=LoadShape_PV1 | 14.4
New Generator.PV138652C0b phases=1 Bus1=SX2766718C.2 kV=.120 kW=14.4 pf=1 Model=1 Conn=wye daily=LoadShape_PV1 | 14.4
New Generator.PV228091193B0a phases=1 Bus1=SX3047289B.1 kV=.120 kW=14.4 pf=1 Model=1 Conn=wye daily=LoadShape_PV1 | 14.4
| 4204.8 | 1459.8
| 4.2048 | 1.4598 | MW
Event Log - 3182
Hour=0, Sec=30, ControlIter=1, Element=Regulator.vreg4_c, Action= CHANGED 4 TAPS TO 1.025.
Hour=0, Sec=30, ControlIter=1, Element=Regulator.vreg4_b, Action= CHANGED 11 TAPS TO 1.06875.
Hour=0, Sec=30, ControlIter=1, Element=Regulator.vreg4_a, Action= CHANGED 9 TAPS TO 1.05625.
Hour=0, Sec=30, ControlIter=1, Element=Regulator.vreg3_c, Action= CHANGED 2 TAPS TO 1.0125.
Hour=0, Sec=30, ControlIter=1, Element=Regulator.vreg3_b, Action= CHANGED 10 TAPS TO 1.0625.
Hour=0, Sec=30, ControlIter=1, Element=Regulator.vreg3_a, Action= CHANGED 11 TAPS TO 1.06875.
Hour=0, Sec=30, ControlIter=1, Element=Regulator.vreg2_c, Action= CHANGED 2 TAPS TO 1.0125.
Hour=0, Sec=30, ControlIter=1, Element=Regulator.vreg2_b, Action= CHANGED 14 TAPS TO 1.0875.
Hour=0, Sec=30, ControlIter=1, Element=Regulator.vreg2_a, Action= CHANGED 16 TAPS TO 1.1.
Hour=0, Sec=30, ControlIter=1, Element=Regulator.feeder_regc, Action= CHANGED 1 TAPS TO 1.00625.
Hour=0, Sec=30, ControlIter=1, Element=Regulator.feeder_regb, Action= CHANGED 2 TAPS TO 1.0125.
Hour=0, Sec=30, ControlIter=1, Element=Regulator.feeder_rega, Action= CHANGED 2 TAPS TO 1.0125.
Hour=0, Sec=30, ControlIter=2, Element=Regulator.vreg4_b, Action= CHANGED 1 TAPS TO 1.075.
Hour=0, Sec=30, ControlIter=2, Element=Regulator.vreg4_a, Action= CHANGED 3 TAPS TO 1.075.
Hour=0, Sec=30, ControlIter=2, Element=Regulator.vreg3_c, Action= CHANGED -1 TAPS TO 1.00625.
Hour=0, Sec=30, ControlIter=2, Element=Regulator.vreg3_a, Action= CHANGED 5 TAPS TO 1.1.
Hour=0, Sec=30, ControlIter=2, Element=Regulator.vreg2_c, Action= CHANGED -1 TAPS TO 1.00625.
Hour=0, Sec=30, ControlIter=2, Element=Regulator.vreg2_b, Action= CHANGED -6 TAPS TO 1.05.
Hour=0, Sec=30, ControlIter=3, Element=Regulator.vreg4_c, Action= CHANGED 1 TAPS TO 1.03125.
Hour=0, Sec=30, ControlIter=3, Element=Regulator.vreg3_b, Action= CHANGED 1 TAPS TO 1.06875.
Hour=0, Sec=30, ControlIter=3, Element=Regulator.vreg2_b, Action= CHANGED -1 TAPS TO 1.04375.
Hour=0, Sec=30, ControlIter=3, Element=Regulator.vreg2_a, Action= CHANGED -4 TAPS TO 1.075.
Hour=0, Sec=30, ControlIter=4, Element=Regulator.vreg2_b, Action= CHANGED -1 TAPS TO 1.0375.
Hour=0, Sec=30, ControlIter=4, Element=Regulator.vreg2_a, Action= CHANGED -1 TAPS TO 1.06875.
Hour=0, Sec=1800, ControlIter=1, Element=Regulator.vreg2_b, Action= CHANGED -1 TAPS TO 1.03125.
Hour=0, Sec=1920, ControlIter=1, Element=Regulator.vreg2_a, Action= CHANGED -1 TAPS TO 1.0625.
Hour=0, Sec=2640, ControlIter=1, Element=Regulator.vreg2_a, Action= CHANGED -1 TAPS TO 1.05625.
Hour=0, Sec=3120, ControlIter=1, Element=Regulator.vreg2_b, Action= CHANGED -1 TAPS TO 1.025.
Hour=0, Sec=3180, ControlIter=1, Element=Regulator.vreg2_a, Action= CHANGED -1 TAPS TO 1.05.
Hour=0, Sec=3480, ControlIter=1, Element=Regulator.vreg4_a, Action= CHANGED -1 TAPS TO 1.06875.
Hour=0, Sec=3510, ControlIter=1, Element=Regulator.vreg3_b, Action= CHANGED -1 TAPS TO 1.0625.
Hour=0, Sec=3510, ControlIter=2, Element=Regulator.vreg2_a, Action= CHANGED -1 TAPS TO 1.04375.
Hour=1, Sec=330, ControlIter=1, Element=Regulator.vreg2_a, Action= CHANGED -1 TAPS TO 1.0375.
Hour=1, Sec=360, ControlIter=1, Element=Regulator.vreg4_b, Action= CHANGED -1 TAPS TO 1.06875.
Hour=1, Sec=360, ControlIter=1, Element=Regulator.vreg3_a, Action= CHANGED -1 TAPS TO 1.09375.
Hour=1, Sec=570, ControlIter=1, Element=Regulator.vreg4_a, Action= CHANGED -1 TAPS TO 1.0625.
Hour=1, Sec=960, ControlIter=1, Element=Regulator.vreg3_b, Action= CHANGED -1 TAPS TO 1.05625.
Hour=1, Sec=990, ControlIter=1, Element=Regulator.vreg3_a, Action= CHANGED -1 TAPS TO 1.0875.
Hour=1, Sec=1110, ControlIter=1, Element=Regulator.vreg4_b, Action= CHANGED -1 TAPS TO 1.0625.
Hour=1, Sec=1290, ControlIter=1, Element=Regulator.vreg4_a, Action= CHANGED -1 TAPS TO 1.05625.
Hour=1, Sec=1590, ControlIter=1, Element=Regulator.vreg3_a, Action= CHANGED -1 TAPS TO 1.08125.
Hour=1, Sec=1650, ControlIter=1, Element=Capacitor.capbank2c, Action=**ARMED**, DELAY= 102 SEC
Hour=1, Sec=1650, ControlIter=1, Element=Capacitor.capbank2c, Action=**OPENED**
Hour=1, Sec=1680, ControlIter=1, Element=Regulator.vreg4_b, Action= CHANGED -1 TAPS TO 1.05625.
Hour=1, Sec=1740, ControlIter=1, Element=Regulator.vreg3_b, Action= CHANGED -1 TAPS TO 1.05.
Hour=1, Sec=1980, ControlIter=1, Element=Regulator.vreg4_a, Action= CHANGED -1 TAPS TO 1.05.
Hour=1, Sec=2040, ControlIter=1, Element=Regulator.vreg3_a, Action= CHANGED -1 TAPS TO 1.075.
Hour=1, Sec=2490, ControlIter=1, Element=Regulator.vreg4_b, Action= CHANGED -1 TAPS TO 1.05.
Hour=1, Sec=2730, ControlIter=1, Element=Regulator.vreg3_a, Action= CHANGED -1 TAPS TO 1.06875.
Hour=1, Sec=2730, ControlIter=1, Element=Regulator.vreg2_a, Action= CHANGED -1 TAPS TO 1.03125.
Hour=1, Sec=2730, ControlIter=2, Element=Regulator.vreg2_b, Action= CHANGED -1 TAPS TO 1.01875.
Hour=1, Sec=2790, ControlIter=1, Element=Regulator.vreg3_b, Action= CHANGED -1 TAPS TO 1.04375.
Hour=1, Sec=2820, ControlIter=1, Element=Regulator.vreg4_a, Action= CHANGED -1 TAPS TO 1.04375.
Hour=1, Sec=3300, ControlIter=1, Element=Regulator.vreg4_b, Action= CHANGED -1 TAPS TO 1.04375.
Hour=1, Sec=3450, ControlIter=1, Element=Regulator.vreg3_a, Action= CHANGED -1 TAPS TO 1.0625.
Hour=2, Sec=210, ControlIter=1, Element=Regulator.vreg4_a, Action= CHANGED -1 TAPS TO 1.0375.
Hour=2, Sec=420, ControlIter=1, Element=Regulator.vreg3_b, Action= CHANGED -1 TAPS TO 1.0375.
Hour=2, Sec=630, ControlIter=1, Element=Regulator.vreg3_a, Action= CHANGED -1 TAPS TO 1.05625.
Hour=2, Sec=750, ControlIter=1, Element=Regulator.vreg4_b, Action= CHANGED -1 TAPS TO 1.0375.
Hour=2, Sec=1200, ControlIter=1, Element=Regulator.vreg4_a, Action= CHANGED -1 TAPS TO 1.03125.
Hour=2, Sec=1290, ControlIter=1, Element=Regulator.vreg2_a, Action= CHANGED 1 TAPS TO 1.0375.
Hour=2, Sec=1350, ControlIter=1, Element=Regulator.vreg2_a, Action= CHANGED -1 TAPS TO 1.03125.
Hour=2, Sec=1530, ControlIter=1, Element=Regulator.vreg4_a, Action= CHANGED 1 TAPS TO 1.0375.
Hour=2, Sec=1530, ControlIter=1, Element=Regulator.vreg2_b, Action= CHANGED 1 TAPS TO 1.025.
Hour=2, Sec=1530, ControlIter=1, Element=Regulator.vreg2_a, Action= CHANGED 1 TAPS TO 1.0375.
Hour=2, Sec=1530, ControlIter=2, Element=Regulator.vreg2_a, Action= CHANGED 1 TAPS TO 1.04375.
Hour=2, Sec=1560, ControlIter=1, Element=Capacitor.capbank2c, Action=**ARMED**, DELAY= 102 SEC
Hour=2, Sec=1560, ControlIter=1, Element=Regulator.vreg4_c, Action= CHANGED 1 TAPS TO 1.0375.
Hour=2, Sec=1560, ControlIter=1, Element=Regulator.vreg4_b, Action= CHANGED 4 TAPS TO 1.0625.
Hour=2, Sec=1560, ControlIter=1, Element=Regulator.vreg4_a, Action= CHANGED 4 TAPS TO 1.0625.
Hour=2, Sec=1560, ControlIter=1, Element=Regulator.vreg3_b, Action= CHANGED 3 TAPS TO 1.05625.
Hour=2, Sec=1560, ControlIter=1, Element=Regulator.vreg3_a, Action= CHANGED 5 TAPS TO 1.0875.
Hour=2, Sec=1560, ControlIter=1, Element=Regulator.vreg2_b, Action= CHANGED 4 TAPS TO 1.05.
Hour=2, Sec=1560, ControlIter=1, Element=Regulator.vreg2_a, Action= CHANGED 7 TAPS TO 1.0875.
Hour=2, Sec=1560, ControlIter=1, Element=Regulator.feeder_regc, Action= CHANGED 1 TAPS TO 1.0125.
Hour=2, Sec=1560, ControlIter=2, Element=Regulator.vreg4_b, Action= CHANGED 1 TAPS TO 1.06875.
Hour=2, Sec=1560, ControlIter=2, Element=Regulator.vreg4_a, Action= CHANGED 1 TAPS TO 1.06875.
Hour=2, Sec=1560, ControlIter=2, Element=Regulator.vreg3_b, Action= CHANGED 1 TAPS TO 1.0625.
Hour=2, Sec=1560, ControlIter=2, Element=Regulator.vreg3_a, Action= CHANGED 1 TAPS TO 1.09375.
Hour=2, Sec=1560, ControlIter=2, Element=Regulator.vreg2_b, Action= CHANGED -1 TAPS TO 1.04375.
Hour=2, Sec=1560, ControlIter=2, Element=Regulator.vreg2_a, Action= CHANGED -2 TAPS TO 1.075.
Hour=2, Sec=1560, ControlIter=3, Element=Regulator.vreg2_b, Action= CHANGED -1 TAPS TO 1.0375.
Hour=2, Sec=1560, ControlIter=3, Element=Regulator.vreg2_a, Action= CHANGED -2 TAPS TO 1.0625.
Hour=2, Sec=1560, ControlIter=4, Element=Regulator.vreg3_a, Action= CHANGED 1 TAPS TO 1.1.
Hour=2, Sec=1560, ControlIter=5, Element=Regulator.vreg2_a, Action= CHANGED -1 TAPS TO 1.05625.
Hour=2, Sec=1560, ControlIter=6, Element=Regulator.vreg2_a, Action= CHANGED -1 TAPS TO 1.05.
Hour=2, Sec=1560, ControlIter=7, Element=Capacitor.capbank2c, Action=**CLOSED**
Hour=2, Sec=1560, ControlIter=8, Element=Regulator.vreg4_c, Action= CHANGED -1 TAPS TO 1.03125.
Hour=2, Sec=1560, ControlIter=8, Element=Regulator.vreg3_c, Action= CHANGED -1 TAPS TO 1.
Hour=2, Sec=1560, ControlIter=8, Element=Regulator.vreg2_c, Action= CHANGED -1 TAPS TO 1.
Hour=2, Sec=1590, ControlIter=1, Element=Capacitor.capbank2c, Action=**ARMED**, DELAY= 102 SEC
Hour=2, Sec=1590, ControlIter=1, Element=Regulator.vreg4_c, Action= CHANGED -1 TAPS TO 1.025.
Hour=2, Sec=1590, ControlIter=1, Element=Regulator.vreg4_b, Action= CHANGED -2 TAPS TO 1.05625.
Hour=2, Sec=1590, ControlIter=1, Element=Regulator.vreg4_a, Action= CHANGED -2 TAPS TO 1.05625.
Hour=2, Sec=1590, ControlIter=1, Element=Regulator.vreg3_b, Action= CHANGED -1 TAPS TO 1.05625.
Hour=2, Sec=1590, ControlIter=1, Element=Regulator.vreg3_a, Action= CHANGED -2 TAPS TO 1.0875.
Hour=2, Sec=1590, ControlIter=1, Element=Regulator.vreg2_b, Action= CHANGED -2 TAPS TO 1.025.
Hour=2, Sec=1590, ControlIter=1, Element=Regulator.vreg2_a, Action= CHANGED -4 TAPS TO 1.025.
Hour=2, Sec=1590, ControlIter=2, Element=Regulator.vreg3_a, Action= CHANGED -1 TAPS TO 1.08125.
Hour=2, Sec=1590, ControlIter=3, Element=Regulator.vreg2_a, Action= CHANGED 1 TAPS TO 1.03125.
Hour=2, Sec=1590, ControlIter=4, Element=Capacitor.capbank2c, Action=**OPENED**
Hour=2, Sec=1590, ControlIter=5, Element=Regulator.vreg3_b, Action= CHANGED -1 TAPS TO 1.05.
Hour=2, Sec=1590, ControlIter=5, Element=Regulator.vreg2_c, Action= CHANGED 1 TAPS TO 1.00625.
Hour=2, Sec=1590, ControlIter=5, Element=Regulator.vreg2_b, Action= CHANGED -1 TAPS TO 1.01875.
Hour=2, Sec=1620, ControlIter=1, Element=Regulator.vreg4_b, Action= CHANGED -2 TAPS TO 1.04375.
Hour=2, Sec=1620, ControlIter=1, Element=Regulator.vreg4_a, Action= CHANGED -2 TAPS TO 1.04375.
Hour=2, Sec=1620, ControlIter=1, Element=Regulator.vreg3_b, Action= CHANGED -1 TAPS TO 1.04375.
Hour=2, Sec=1620, ControlIter=1, Element=Regulator.vreg3_a, Action= CHANGED -2 TAPS TO 1.06875.
Hour=2, Sec=1620, ControlIter=1, Element=Regulator.vreg2_a, Action= CHANGED -2 TAPS TO 1.01875.
Hour=2, Sec=1620, ControlIter=2, Element=Regulator.vreg2_a, Action= CHANGED 1 TAPS TO 1.025.
Hour=2, Sec=1650, ControlIter=1, Element=Regulator.vreg3_a, Action= CHANGED -1 TAPS TO 1.0625.
Hour=2, Sec=1650, ControlIter=2, Element=Regulator.vreg2_a, Action= CHANGED 1 TAPS TO 1.03125.
Hour=2, Sec=1680, ControlIter=1, Element=Regulator.vreg2_a, Action= CHANGED 2 TAPS TO 1.04375.
Hour=2, Sec=1710, ControlIter=1, Element=Capacitor.capbank2c, Action=**ARMED**, DELAY= 282 SEC
Hour=2, Sec=1710, ControlIter=1, Element=Regulator.vreg4_b, Action= CHANGED 2 TAPS TO 1.05625.
Hour=2, Sec=1710, ControlIter=1, Element=Regulator.vreg4_a, Action= CHANGED 2 TAPS TO 1.05625.
Hour=2, Sec=1710, ControlIter=1, Element=Regulator.vreg3_b, Action= CHANGED 1 TAPS TO 1.05.
Hour=2, Sec=1710, ControlIter=1, Element=Regulator.vreg3_a, Action= CHANGED 3 TAPS TO 1.08125.
Hour=2, Sec=1710, ControlIter=1, Element=Regulator.vreg2_b, Action= CHANGED 2 TAPS TO 1.03125.
Hour=2, Sec=1710, ControlIter=1, Element=Regulator.vreg2_a, Action= CHANGED 4 TAPS TO 1.06875.
Hour=2, Sec=1710, ControlIter=2, Element=Regulator.vreg4_c, Action= CHANGED 1 TAPS TO 1.03125.
Hour=2, Sec=1710, ControlIter=2, Element=Regulator.vreg4_b, Action= CHANGED 1 TAPS TO 1.0625.
Hour=2, Sec=1710, ControlIter=2, Element=Regulator.vreg3_a, Action= CHANGED 1 TAPS TO 1.0875.
Hour=2, Sec=1710, ControlIter=2, Element=Regulator.vreg2_a, Action= CHANGED -1 TAPS TO 1.0625.
Hour=2, Sec=1710, ControlIter=3, Element=Regulator.vreg3_b, Action= CHANGED 1 TAPS TO 1.05625.
Hour=2, Sec=1710, ControlIter=3, Element=Regulator.vreg2_a, Action= CHANGED -2 TAPS TO 1.05.
Hour=2, Sec=1710, ControlIter=4, Element=Capacitor.capbank2c, Action=**CLOSED**
Hour=2, Sec=1710, ControlIter=5, Element=Regulator.vreg4_c, Action= CHANGED -1 TAPS TO 1.025.
Hour=2, Sec=1740, ControlIter=1, Element=Capacitor.capbank2c, Action=**ARMED**, DELAY= 102 SEC
Hour=2, Sec=1740, ControlIter=1, Element=Regulator.vreg4_c, Action= CHANGED -1 TAPS TO 1.01875.
Hour=2, Sec=1740, ControlIter=1, Element=Regulator.vreg4_b, Action= CHANGED -2 TAPS TO 1.05.
Hour=2, Sec=1740, ControlIter=1, Element=Regulator.vreg4_a, Action= CHANGED -2 TAPS TO 1.04375.
Hour=2, Sec=1740, ControlIter=1, Element=Regulator.vreg3_c, Action= CHANGED -1 TAPS TO 0.99375.
Hour=2, Sec=1740, ControlIter=1, Element=Regulator.vreg3_b, Action= CHANGED -2 TAPS TO 1.04375.
Hour=2, Sec=1740, ControlIter=1, Element=Regulator.vreg3_a, Action= CHANGED -2 TAPS TO 1.075.
Hour=2, Sec=1740, ControlIter=1, Element=Regulator.vreg2_c, Action= CHANGED -1 TAPS TO 1.
Hour=2, Sec=1740, ControlIter=1, Element=Regulator.vreg2_b, Action= CHANGED -2 TAPS TO 1.01875.
Hour=2, Sec=1740, ControlIter=1, Element=Regulator.vreg2_a, Action= CHANGED -4 TAPS TO 1.025.
Hour=2, Sec=1740, ControlIter=2, Element=Regulator.vreg3_a, Action= CHANGED -1 TAPS TO 1.06875.
Hour=2, Sec=1740, ControlIter=3, Element=Capacitor.capbank2c, Action=**OPENED**
Hour=2, Sec=1740, ControlIter=4, Element=Regulator.vreg4_c, Action= CHANGED 1 TAPS TO 1.025.
Hour=2, Sec=1740, ControlIter=4, Element=Regulator.vreg2_c, Action= CHANGED 1 TAPS TO 1.00625.
Hour=2, Sec=1740, ControlIter=5, Element=Regulator.vreg2_c, Action= CHANGED 1 TAPS TO 1.0125.
Hour=2, Sec=1770, ControlIter=1, Element=Regulator.vreg4_b, Action= CHANGED -1 TAPS TO 1.04375.
Hour=2, Sec=1770, ControlIter=1, Element=Regulator.vreg4_a, Action= CHANGED -1 TAPS TO 1.0375.
Hour=2, Sec=1770, ControlIter=1, Element=Regulator.vreg3_b, Action= CHANGED -1 TAPS TO 1.0375.
Hour=2, Sec=1770, ControlIter=1, Element=Regulator.vreg3_a, Action= CHANGED -1 TAPS TO 1.0625.
Hour=2, Sec=1800, ControlIter=1, Element=Regulator.vreg4_b, Action= CHANGED -2 TAPS TO 1.03125.
Hour=2, Sec=1800, ControlIter=1, Element=Regulator.vreg4_a, Action= CHANGED -1 TAPS TO 1.03125.
Hour=2, Sec=1800, ControlIter=1, Element=Regulator.vreg3_b, Action= CHANGED -1 TAPS TO 1.03125.
Hour=2, Sec=1800, ControlIter=1, Element=Regulator.vreg3_a, Action= CHANGED -2 TAPS TO 1.05.
Hour=2, Sec=1800, ControlIter=1, Element=Regulator.vreg2_a, Action= CHANGED -1 TAPS TO 1.01875.
Hour=2, Sec=1800, ControlIter=2, Element=Regulator.vreg2_a, Action= CHANGED 1 TAPS TO 1.025.
Hour=2, Sec=1860, ControlIter=1, Element=Regulator.vreg4_b, Action= CHANGED 2 TAPS TO 1.04375.
Hour=2, Sec=1860, ControlIter=1, Element=Regulator.vreg4_a, Action= CHANGED 2 TAPS TO 1.04375.
Hour=2, Sec=1860, ControlIter=1, Element=Regulator.vreg3_b, Action= CHANGED 1 TAPS TO 1.0375.
Hour=2, Sec=1860, ControlIter=1, Element=Regulator.vreg3_a, Action= CHANGED 2 TAPS TO 1.0625.
Hour=2, Sec=1860, ControlIter=1, Element=Regulator.vreg2_b, Action= CHANGED 2 TAPS TO 1.03125.
Hour=2, Sec=1860, ControlIter=1, Element=Regulator.vreg2_a, Action= CHANGED 4 TAPS TO 1.05.
Hour=2, Sec=1860, ControlIter=2, Element=Regulator.vreg3_c, Action= CHANGED 1 TAPS TO 1.
Hour=2, Sec=1890, ControlIter=1, Element=Regulator.vreg4_b, Action= CHANGED -1 TAPS TO 1.0375.
Hour=2, Sec=1890, ControlIter=1, Element=Regulator.vreg4_a, Action= CHANGED -2 TAPS TO 1.03125.
Hour=2, Sec=1890, ControlIter=1, Element=Regulator.vreg3_a, Action= CHANGED -1 TAPS TO 1.05625.
Hour=2, Sec=1890, ControlIter=1, Element=Regulator.vreg2_c, Action= CHANGED -1 TAPS TO 1.00625.
Hour=2, Sec=1890, ControlIter=1, Element=Regulator.vreg2_b, Action= CHANGED -2 TAPS TO 1.01875.
Hour=2, Sec=1890, ControlIter=1, Element=Regulator.vreg2_a, Action= CHANGED -3 TAPS TO 1.03125.
Hour=2, Sec=1920, ControlIter=1, Element=Regulator.vreg4_b, Action= CHANGED 2 TAPS TO 1.05.
Hour=2, Sec=1920, ControlIter=1, Element=Regulator.vreg4_a, Action= CHANGED 3 TAPS TO 1.05.
Hour=2, Sec=1920, ControlIter=1, Element=Regulator.vreg3_b, Action= CHANGED 2 TAPS TO 1.05.
Hour=2, Sec=1920, ControlIter=1, Element=Regulator.vreg3_a, Action= CHANGED 4 TAPS TO 1.08125.
Hour=2, Sec=1920, ControlIter=1, Element=Regulator.vreg2_b, Action= CHANGED 2 TAPS TO 1.03125.
Hour=2, Sec=1920, ControlIter=1, Element=Regulator.vreg2_a, Action= CHANGED 5 TAPS TO 1.0625.
Hour=2, Sec=1920, ControlIter=2, Element=Regulator.vreg4_b, Action= CHANGED 1 TAPS TO 1.05625.
Hour=2, Sec=1920, ControlIter=2, Element=Regulator.vreg2_a, Action= CHANGED -1 TAPS TO 1.05625.
Hour=2, Sec=1920, ControlIter=3, Element=Regulator.vreg4_a, Action= CHANGED 1 TAPS TO 1.05625.
Hour=2, Sec=1920, ControlIter=4, Element=Regulator.vreg2_a, Action= CHANGED -1 TAPS TO 1.05.
Hour=2, Sec=1950, ControlIter=1, Element=Capacitor.capbank2c, Action=**ARMED**, DELAY= 192 SEC
Hour=2, Sec=1950, ControlIter=1, Element=Regulator.vreg4_c, Action= CHANGED 1 TAPS TO 1.03125.
Hour=2, Sec=1950, ControlIter=1, Element=Regulator.vreg4_b, Action= CHANGED 1 TAPS TO 1.0625.
Hour=2, Sec=1950, ControlIter=1, Element=Regulator.vreg4_a, Action= CHANGED 1 TAPS TO 1.0625.
Hour=2, Sec=1950, ControlIter=1, Element=Regulator.vreg3_b, Action= CHANGED 1 TAPS TO 1.05625.
Hour=2, Sec=1950, ControlIter=1, Element=Regulator.vreg3_a, Action= CHANGED 1 TAPS TO 1.0875.
Hour=2, Sec=1950, ControlIter=1, Element=Regulator.vreg2_a, Action= CHANGED 1 TAPS TO 1.05625.
Hour=2, Sec=1950, ControlIter=2, Element=Regulator.vreg2_c, Action= CHANGED 1 TAPS TO 1.0125.
Hour=2, Sec=1950, ControlIter=3, Element=Capacitor.capbank2c, Action=**CLOSED**
Hour=2, Sec=1950, ControlIter=4, Element=Regulator.vreg4_c, Action= CHANGED -1 TAPS TO 1.025.
Hour=2, Sec=1950, ControlIter=4, Element=Regulator.vreg3_a, Action= CHANGED 1 TAPS TO 1.09375.
Hour=2, Sec=1950, ControlIter=4, Element=Regulator.vreg2_c, Action= CHANGED -1 TAPS TO 1.00625.
Hour=2, Sec=1950, ControlIter=5, Element=Regulator.vreg2_a, Action= CHANGED -1 TAPS TO 1.05.
Hour=2, Sec=1980, ControlIter=1, Element=Capacitor.capbank2c, Action=**ARMED**, DELAY= 102 SEC
Hour=2, Sec=1980, ControlIter=1, Element=Regulator.vreg4_b, Action= CHANGED -1 TAPS TO 1.05625.
Hour=2, Sec=1980, ControlIter=1, Element=Regulator.vreg4_a, Action= CHANGED -1 TAPS TO 1.05625.
Hour=2, Sec=1980, ControlIter=1, Element=Regulator.vreg3_a, Action= CHANGED -2 TAPS TO 1.08125.
Hour=2, Sec=1980, ControlIter=1, Element=Regulator.vreg2_b, Action= CHANGED -1 TAPS TO 1.025.
Hour=2, Sec=1980, ControlIter=1, Element=Regulator.vreg2_a, Action= CHANGED -3 TAPS TO 1.03125.
Hour=2, Sec=1980, ControlIter=2, Element=Regulator.vreg3_b, Action= CHANGED -1 TAPS TO 1.05.
Hour=2, Sec=1980, ControlIter=3, Element=Capacitor.capbank2c, Action=**OPENED**
Hour=2, Sec=2010, ControlIter=1, Element=Regulator.vreg4_b, Action= CHANGED -2 TAPS TO 1.04375.
Hour=2, Sec=2010, ControlIter=1, Element=Regulator.vreg4_a, Action= CHANGED -2 TAPS TO 1.04375.
Hour=2, Sec=2010, ControlIter=1, Element=Regulator.vreg3_b, Action= CHANGED -1 TAPS TO 1.04375.
Hour=2, Sec=2010, ControlIter=1, Element=Regulator.vreg3_a, Action= CHANGED -2 TAPS TO 1.06875.
Hour=2, Sec=2010, ControlIter=1, Element=Regulator.vreg2_b, Action= CHANGED -1 TAPS TO 1.01875.
Hour=2, Sec=2010, ControlIter=1, Element=Regulator.vreg2_a, Action= CHANGED -2 TAPS TO 1.01875.
Hour=2, Sec=2010, ControlIter=2, Element=Regulator.vreg2_a, Action= CHANGED 1 TAPS TO 1.025.
Hour=2, Sec=2040, ControlIter=1, Element=Regulator.vreg2_a, Action= CHANGED 1 TAPS TO 1.03125.
Hour=2, Sec=2070, ControlIter=1, Element=Capacitor.capbank2c, Action=**ARMED**, DELAY= 312 SEC
Hour=2, Sec=2070, ControlIter=1, Element=Regulator.vreg4_b, Action= CHANGED 3 TAPS TO 1.0625.
Hour=2, Sec=2070, ControlIter=1, Element=Regulator.vreg4_a, Action= CHANGED 2 TAPS TO 1.05625.
Hour=2, Sec=2070, ControlIter=1, Element=Regulator.vreg3_b, Action= CHANGED 2 TAPS TO 1.05625.
Hour=2, Sec=2070, ControlIter=1, Element=Regulator.vreg3_a, Action= CHANGED 3 TAPS TO 1.0875.
Hour=2, Sec=2070, ControlIter=1, Element=Regulator.vreg2_b, Action= CHANGED 3 TAPS TO 1.0375.
Hour=2, Sec=2070, ControlIter=1, Element=Regulator.vreg2_a, Action= CHANGED 5 TAPS TO 1.0625.
Hour=2, Sec=2070, ControlIter=2, Element=Regulator.vreg4_c, Action= CHANGED 1 TAPS TO 1.03125.
Hour=2, Sec=2070, ControlIter=2, Element=Regulator.vreg4_a, Action= CHANGED 1 TAPS TO 1.0625.
Hour=2, Sec=2070, ControlIter=2, Element=Regulator.vreg3_a, Action= CHANGED 1 TAPS TO 1.09375.
Hour=2, Sec=2070, ControlIter=2, Element=Regulator.vreg2_c, Action= CHANGED 1 TAPS TO 1.0125.
Hour=2, Sec=2070, ControlIter=3, Element=Regulator.vreg2_a, Action= CHANGED -2 TAPS TO 1.05.
Hour=2, Sec=2070, ControlIter=4, Element=Capacitor.capbank2c, Action=**CLOSED**
Hour=2, Sec=2070, ControlIter=5, Element=Regulator.vreg4_c, Action= CHANGED -1 TAPS TO 1.025.
Hour=2, Sec=2070, ControlIter=5, Element=Regulator.vreg4_b, Action= CHANGED 1 TAPS TO 1.06875.
Hour=2, Sec=2070, ControlIter=5, Element=Regulator.vreg2_c, Action= CHANGED -1 TAPS TO 1.00625.
Hour=2, Sec=2100, ControlIter=1, Element=Capacitor.capbank2c, Action=**ARMED**, DELAY= 102 SEC
Hour=2, Sec=2100, ControlIter=1, Element=Regulator.vreg4_b, Action= CHANGED -1 TAPS TO 1.0625.
Hour=2, Sec=2100, ControlIter=1, Element=Regulator.vreg4_a, Action= CHANGED -1 TAPS TO 1.05625.
Hour=2, Sec=2100, ControlIter=1, Element=Regulator.vreg3_a, Action= CHANGED -2 TAPS TO 1.08125.
Hour=2, Sec=2100, ControlIter=1, Element=Regulator.vreg2_b, Action= CHANGED -2 TAPS TO 1.025.
Hour=2, Sec=2100, ControlIter=1, Element=Regulator.vreg2_a, Action= CHANGED -3 TAPS TO 1.03125.
Hour=2, Sec=2100, ControlIter=2, Element=Capacitor.capbank2c, Action=**OPENED**
Hour=2, Sec=2100, ControlIter=3, Element=Regulator.vreg4_b, Action= CHANGED -1 TAPS TO 1.05625.
Hour=2, Sec=2100, ControlIter=3, Element=Regulator.vreg3_b, Action= CHANGED -1 TAPS TO 1.05.
Hour=2, Sec=2100, ControlIter=3, Element=Regulator.vreg2_b, Action= CHANGED -1 TAPS TO 1.01875.
Hour=2, Sec=2130, ControlIter=1, Element=Regulator.vreg4_b, Action= CHANGED -1 TAPS TO 1.05.
Hour=2, Sec=2130, ControlIter=1, Element=Regulator.vreg4_a, Action= CHANGED -1 TAPS TO 1.05.
Hour=2, Sec=2130, ControlIter=1, Element=Regulator.vreg3_b, Action= CHANGED -1 TAPS TO 1.04375.
Hour=2, Sec=2130, ControlIter=1, Element=Regulator.vreg3_a, Action= CHANGED -2 TAPS TO 1.06875.
Hour=2, Sec=2130, ControlIter=1, Element=Regulator.vreg2_a, Action= CHANGED -1 TAPS TO 1.025.
Hour=2, Sec=2130, ControlIter=2, Element=Regulator.vreg2_a, Action= CHANGED 1 TAPS TO 1.03125.
Hour=2, Sec=2190, ControlIter=1, Element=Regulator.vreg4_b, Action= CHANGED -2 TAPS TO 1.0375.
Hour=2, Sec=2190, ControlIter=1, Element=Regulator.vreg4_a, Action= CHANGED -2 TAPS TO 1.0375.
Hour=2, Sec=2190, ControlIter=1, Element=Regulator.vreg3_b, Action= CHANGED -1 TAPS TO 1.0375.
Hour=2, Sec=2190, ControlIter=1, Element=Regulator.vreg3_a, Action= CHANGED -2 TAPS TO 1.05625.
Hour=2, Sec=2190, ControlIter=1, Element=Regulator.vreg2_b, Action= CHANGED -1 TAPS TO 1.0125.
Hour=2, Sec=2190, ControlIter=1, Element=Regulator.vreg2_a, Action= CHANGED -2 TAPS TO 1.01875.
Hour=2, Sec=2190, ControlIter=2, Element=Regulator.vreg2_a, Action= CHANGED 1 TAPS TO 1.025.
Hour=2, Sec=2220, ControlIter=1, Element=Regulator.vreg4_b, Action= CHANGED -1 TAPS TO 1.03125.
Hour=2, Sec=2220, ControlIter=1, Element=Regulator.vreg4_a, Action= CHANGED -1 TAPS TO 1.03125.
Hour=2, Sec=2220, ControlIter=1, Element=Regulator.vreg3_b, Action= CHANGED -1 TAPS TO 1.03125.
Hour=2, Sec=2220, ControlIter=1, Element=Regulator.vreg3_a, Action= CHANGED -1 TAPS TO 1.05.
Hour=2, Sec=2250, ControlIter=1, Element=Regulator.vreg2_b, Action= CHANGED 1 TAPS TO 1.01875.
Hour=2, Sec=2250, ControlIter=1, Element=Regulator.vreg2_a, Action= CHANGED 1 TAPS TO 1.03125.
Hour=2, Sec=2610, ControlIter=1, Element=Regulator.vreg4_a, Action= CHANGED -1 TAPS TO 1.025.
Hour=2, Sec=2640, ControlIter=1, Element=Regulator.vreg4_a, Action= CHANGED 1 TAPS TO 1.03125.
Hour=2, Sec=2640, ControlIter=1, Element=Regulator.vreg3_a, Action= CHANGED 1 TAPS TO 1.05625.
Hour=2, Sec=2640, ControlIter=1, Element=Regulator.vreg2_b, Action= CHANGED 1 TAPS TO 1.025.
Hour=2, Sec=2640, ControlIter=1, Element=Regulator.vreg2_a, Action= CHANGED 1 TAPS TO 1.0375.
Hour=2, Sec=2700, ControlIter=1, Element=Regulator.vreg3_a, Action= CHANGED -1 TAPS TO 1.05.
Hour=2, Sec=2700, ControlIter=1, Element=Regulator.vreg2_a, Action= CHANGED -1 TAPS TO 1.03125.
Hour=2, Sec=2790, ControlIter=1, Element=Regulator.vreg2_a, Action= CHANGED 1 TAPS TO 1.0375.
Hour=2, Sec=2820, ControlIter=1, Element=Capacitor.capbank2c, Action=**ARMED**, DELAY= 102 SEC
Hour=2, Sec=2820, ControlIter=1, Element=Regulator.vreg4_b, Action= CHANGED 4 TAPS TO 1.05625.
Hour=2, Sec=2820, ControlIter=1, Element=Regulator.vreg4_a, Action= CHANGED 4 TAPS TO 1.05625.
Hour=2, Sec=2820, ControlIter=1, Element=Regulator.vreg3_b, Action= CHANGED 3 TAPS TO 1.05.
Hour=2, Sec=2820, ControlIter=1, Element=Regulator.vreg3_a, Action= CHANGED 6 TAPS TO 1.0875.
Hour=2, Sec=2820, ControlIter=1, Element=Regulator.vreg2_b, Action= CHANGED 4 TAPS TO 1.05.
Hour=2, Sec=2820, ControlIter=1, Element=Regulator.vreg2_a, Action= CHANGED 7 TAPS TO 1.08125.
Hour=2, Sec=2820, ControlIter=2, Element=Regulator.vreg4_c, Action= CHANGED 1 TAPS TO 1.03125.
Hour=2, Sec=2820, ControlIter=2, Element=Regulator.vreg4_b, Action= CHANGED 1 TAPS TO 1.0625.
Hour=2, Sec=2820, ControlIter=2, Element=Regulator.vreg4_a, Action= CHANGED 1 TAPS TO 1.0625.
Hour=2, Sec=2820, ControlIter=2, Element=Regulator.vreg3_b, Action= CHANGED 1 TAPS TO 1.05625.
Hour=2, Sec=2820, ControlIter=2, Element=Regulator.vreg2_c, Action= CHANGED 1 TAPS TO 1.0125.
Hour=2, Sec=2820, ControlIter=2, Element=Regulator.vreg2_b, Action= CHANGED -1 TAPS TO 1.04375.
Hour=2, Sec=2820, ControlIter=2, Element=Regulator.vreg2_a, Action= CHANGED -2 TAPS TO 1.06875.
Hour=2, Sec=2820, ControlIter=3, Element=Regulator.vreg3_a, Action= CHANGED 1 TAPS TO 1.09375.
Hour=2, Sec=2820, ControlIter=3, Element=Regulator.vreg2_b, Action= CHANGED -1 TAPS TO 1.0375.
Hour=2, Sec=2820, ControlIter=3, Element=Regulator.vreg2_a, Action= CHANGED -1 TAPS TO 1.0625.
Hour=2, Sec=2820, ControlIter=4, Element=Regulator.vreg2_a, Action= CHANGED -2 TAPS TO 1.05.
Hour=2, Sec=2820, ControlIter=5, Element=Capacitor.capbank2c, Action=**CLOSED**
Hour=2, Sec=2820, ControlIter=6, Element=Regulator.vreg4_c, Action= CHANGED -1 TAPS TO 1.025.
Hour=2, Sec=2820, ControlIter=6, Element=Regulator.vreg4_b, Action= CHANGED 1 TAPS TO 1.06875.
Hour=2, Sec=2820, ControlIter=6, Element=Regulator.vreg2_c, Action= CHANGED -1 TAPS TO 1.00625.
Hour=2, Sec=2880, ControlIter=1, Element=Capacitor.capbank2c, Action=**ARMED**, DELAY= 102 SEC
Hour=2, Sec=2880, ControlIter=1, Element=Regulator.vreg4_b, Action= CHANGED -1 TAPS TO 1.0625.
Hour=2, Sec=2880, ControlIter=1, Element=Regulator.vreg3_a, Action= CHANGED -1 TAPS TO 1.0875.
Hour=2, Sec=2880, ControlIter=1, Element=Regulator.vreg2_b, Action= CHANGED -1 TAPS TO 1.03125.
Hour=2, Sec=2880, ControlIter=1, Element=Regulator.vreg2_a, Action= CHANGED -2 TAPS TO 1.0375.
Hour=2, Sec=2880, ControlIter=2, Element=Regulator.vreg2_b, Action= CHANGED -1 TAPS TO 1.025.
Hour=2, Sec=2880, ControlIter=3, Element=Capacitor.capbank2c, Action=**OPENED**
Hour=2, Sec=2910, ControlIter=1, Element=Regulator.vreg4_b, Action= CHANGED -1 TAPS TO 1.05625.
Hour=2, Sec=2910, ControlIter=1, Element=Regulator.vreg4_a, Action= CHANGED -2 TAPS TO 1.05.
Hour=2, Sec=2910, ControlIter=1, Element=Regulator.vreg3_b, Action= CHANGED -1 TAPS TO 1.05.
Hour=2, Sec=2910, ControlIter=1, Element=Regulator.vreg3_a, Action= CHANGED -2 TAPS TO 1.075.
Hour=2, Sec=2910, ControlIter=1, Element=Regulator.vreg2_b, Action= CHANGED -1 TAPS TO 1.01875.
Hour=2, Sec=2910, ControlIter=1, Element=Regulator.vreg2_a, Action= CHANGED -1 TAPS TO 1.03125.
Hour=2, Sec=2940, ControlIter=1, Element=Regulator.vreg4_b, Action= CHANGED -2 TAPS TO 1.04375.
Hour=2, Sec=2940, ControlIter=1, Element=Regulator.vreg4_a, Action= CHANGED -2 TAPS TO 1.0375.
Hour=2, Sec=2940, ControlIter=1, Element=Regulator.vreg3_b, Action= CHANGED -1 TAPS TO 1.04375.
Hour=2, Sec=2940, ControlIter=1, Element=Regulator.vreg3_a, Action= CHANGED -2 TAPS TO 1.0625.
Hour=2, Sec=2940, ControlIter=1, Element=Regulator.vreg2_b, Action= CHANGED -1 TAPS TO 1.0125.
Hour=2, Sec=2940, ControlIter=1, Element=Regulator.vreg2_a, Action= CHANGED -1 TAPS TO 1.025.
Hour=2, Sec=2970, ControlIter=1, Element=Regulator.vreg2_a, Action= CHANGED 1 TAPS TO 1.03125.
Hour=2, Sec=3000, ControlIter=1, Element=Regulator.vreg4_b, Action= CHANGED 2 TAPS TO 1.05625.
Hour=2, Sec=3000, ControlIter=1, Element=Regulator.vreg4_a, Action= CHANGED 2 TAPS TO 1.05.
Hour=2, Sec=3000, ControlIter=1, Element=Regulator.vreg3_b, Action= CHANGED 1 TAPS TO 1.05.
Hour=2, Sec=3000, ControlIter=1, Element=Regulator.vreg3_a, Action= CHANGED 2 TAPS TO 1.075.
Hour=2, Sec=3000, ControlIter=1, Element=Regulator.vreg2_b, Action= CHANGED 2 TAPS TO 1.025.
Hour=2, Sec=3000, ControlIter=1, Element=Regulator.vreg2_a, Action= CHANGED 4 TAPS TO 1.05625.
Hour=2, Sec=3000, ControlIter=2, Element=Regulator.vreg4_a, Action= CHANGED 1 TAPS TO 1.05625.
Hour=2, Sec=3000, ControlIter=2, Element=Regulator.vreg3_a, Action= CHANGED 1 TAPS TO 1.08125.
Hour=2, Sec=3000, ControlIter=3, Element=Regulator.vreg2_a, Action= CHANGED -1 TAPS TO 1.05.
Hour=2, Sec=3030, ControlIter=1, Element=Capacitor.capbank2c, Action=**ARMED**, DELAY= 252 SEC
Hour=2, Sec=3030, ControlIter=1, Element=Regulator.vreg4_c, Action= CHANGED 1 TAPS TO 1.03125.
Hour=2, Sec=3030, ControlIter=1, Element=Regulator.vreg4_b, Action= CHANGED 1 TAPS TO 1.0625.
Hour=2, Sec=3030, ControlIter=1, Element=Regulator.vreg4_a, Action= CHANGED 1 TAPS TO 1.0625.
Hour=2, Sec=3030, ControlIter=1, Element=Regulator.vreg3_b, Action= CHANGED 1 TAPS TO 1.05625.
Hour=2, Sec=3030, ControlIter=1, Element=Regulator.vreg3_a, Action= CHANGED 1 TAPS TO 1.0875.
Hour=2, Sec=3030, ControlIter=1, Element=Regulator.vreg2_b, Action= CHANGED 1 TAPS TO 1.03125.
Hour=2, Sec=3030, ControlIter=1, Element=Regulator.vreg2_a, Action= CHANGED 1 TAPS TO 1.05625.
Hour=2, Sec=3030, ControlIter=2, Element=Regulator.vreg2_c, Action= CHANGED 1 TAPS TO 1.0125.
Hour=2, Sec=3030, ControlIter=3, Element=Capacitor.capbank2c, Action=**CLOSED**
Hour=2, Sec=3030, ControlIter=4, Element=Regulator.vreg4_c, Action= CHANGED -1 TAPS TO 1.025.
Hour=2, Sec=3030, ControlIter=4, Element=Regulator.vreg2_c, Action= CHANGED -1 TAPS TO 1.00625.
Hour=2, Sec=3060, ControlIter=1, Element=Regulator.vreg3_a, Action= CHANGED 1 TAPS TO 1.09375.
Hour=2, Sec=3060, ControlIter=2, Element=Regulator.vreg2_a, Action= CHANGED -1 TAPS TO 1.05.
Hour=2, Sec=3120, ControlIter=1, Element=Capacitor.capbank2c, Action=**ARMED**, DELAY= 102 SEC
Hour=2, Sec=3120, ControlIter=1, Element=Regulator.vreg4_a, Action= CHANGED -1 TAPS TO 1.05625.
Hour=2, Sec=3120, ControlIter=1, Element=Regulator.vreg3_a, Action= CHANGED -2 TAPS TO 1.08125.
Hour=2, Sec=3120, ControlIter=1, Element=Regulator.vreg2_b, Action= CHANGED -1 TAPS TO 1.025.
Hour=2, Sec=3120, ControlIter=1, Element=Regulator.vreg2_a, Action= CHANGED -2 TAPS TO 1.0375.
Hour=2, Sec=3120, ControlIter=2, Element=Capacitor.capbank2c, Action=**OPENED**
Hour=2, Sec=3120, ControlIter=3, Element=Regulator.vreg4_b, Action= CHANGED -1 TAPS TO 1.05625.
Hour=2, Sec=3150, ControlIter=1, Element=Regulator.vreg4_a, Action= CHANGED -1 TAPS TO 1.05.
Hour=2, Sec=3150, ControlIter=1, Element=Regulator.vreg3_b, Action= CHANGED -1 TAPS TO 1.05.
Hour=2, Sec=3150, ControlIter=1, Element=Regulator.vreg2_b, Action= CHANGED -1 TAPS TO 1.01875.
Hour=2, Sec=3150, ControlIter=2, Element=Regulator.vreg3_a, Action= CHANGED -1 TAPS TO 1.075.
Hour=2, Sec=3240, ControlIter=1, Element=Capacitor.capbank2c, Action=**ARMED**, DELAY= 282 SEC
Hour=2, Sec=3240, ControlIter=1, Element=Regulator.vreg4_c, Action= CHANGED 1 TAPS TO 1.03125.
Hour=2, Sec=3240, ControlIter=1, Element=Regulator.vreg4_b, Action= CHANGED 1 TAPS TO 1.0625.
Hour=2, Sec=3240, ControlIter=1, Element=Regulator.vreg4_a, Action= CHANGED 2 TAPS TO 1.0625.
Hour=2, Sec=3240, ControlIter=1, Element=Regulator.vreg3_b, Action= CHANGED 1 TAPS TO 1.05625.
Hour=2, Sec=3240, ControlIter=1, Element=Regulator.vreg3_a, Action= CHANGED 2 TAPS TO 1.0875.
Hour=2, Sec=3240, ControlIter=1, Element=Regulator.vreg2_b, Action= CHANGED 2 TAPS TO 1.03125.
Hour=2, Sec=3240, ControlIter=1, Element=Regulator.vreg2_a, Action= CHANGED 4 TAPS TO 1.0625.
Hour=2, Sec=3240, ControlIter=2, Element=Regulator.vreg4_b, Action= CHANGED 1 TAPS TO 1.06875.
Hour=2, Sec=3240, ControlIter=2, Element=Regulator.vreg3_a, Action= CHANGED 1 TAPS TO 1.09375.
Hour=2, Sec=3240, ControlIter=2, Element=Regulator.vreg2_c, Action= CHANGED 1 TAPS TO 1.0125.
Hour=2, Sec=3240, ControlIter=3, Element=Regulator.vreg2_a, Action= CHANGED -1 TAPS TO 1.05625.
Hour=2, Sec=3240, ControlIter=4, Element=Capacitor.capbank2c, Action=**CLOSED**
Hour=2, Sec=3240, ControlIter=5, Element=Regulator.vreg2_c, Action= CHANGED -1 TAPS TO 1.00625.
Hour=2, Sec=3300, ControlIter=1, Element=Regulator.vreg4_c, Action= CHANGED -1 TAPS TO 1.025.
Hour=2, Sec=3300, ControlIter=1, Element=Regulator.vreg2_a, Action= CHANGED -1 TAPS TO 1.05.
Hour=2, Sec=3330, ControlIter=1, Element=Capacitor.capbank2c, Action=**ARMED**, DELAY= 102 SEC
Hour=2, Sec=3330, ControlIter=1, Element=Regulator.vreg4_b, Action= CHANGED -1 TAPS TO 1.0625.
Hour=2, Sec=3330, ControlIter=1, Element=Regulator.vreg4_a, Action= CHANGED -1 TAPS TO 1.05625.
Hour=2, Sec=3330, ControlIter=1, Element=Regulator.vreg3_a, Action= CHANGED -2 TAPS TO 1.08125.
Hour=2, Sec=3330, ControlIter=1, Element=Regulator.vreg2_b, Action= CHANGED -1 TAPS TO 1.025.
Hour=2, Sec=3330, ControlIter=1, Element=Regulator.vreg2_a, Action= CHANGED -2 TAPS TO 1.0375.
Hour=2, Sec=3330, ControlIter=2, Element=Capacitor.capbank2c, Action=**OPENED**
Hour=2, Sec=3330, ControlIter=3, Element=Regulator.vreg4_b, Action= CHANGED -1 TAPS TO 1.05625.
Hour=2, Sec=3390, ControlIter=1, Element=Regulator.vreg3_b, Action= CHANGED -1 TAPS TO 1.05.
Hour=2, Sec=3390, ControlIter=1, Element=Regulator.vreg2_b, Action= CHANGED -1 TAPS TO 1.01875.
Hour=2, Sec=3420, ControlIter=1, Element=Regulator.vreg4_b, Action= CHANGED -2 TAPS TO 1.04375.
Hour=2, Sec=3420, ControlIter=1, Element=Regulator.vreg4_a, Action= CHANGED -3 TAPS TO 1.0375.
Hour=2, Sec=3420, ControlIter=1, Element=Regulator.vreg3_b, Action= CHANGED -2 TAPS TO 1.0375.
Hour=2, Sec=3420, ControlIter=1, Element=Regulator.vreg3_a, Action= CHANGED -3 TAPS TO 1.0625.
Hour=2, Sec=3420, ControlIter=1, Element=Regulator.vreg2_b, Action= CHANGED -2 TAPS TO 1.00625.
Hour=2, Sec=3420, ControlIter=1, Element=Regulator.vreg2_a, Action= CHANGED -4 TAPS TO 1.0125.
Hour=2, Sec=3420, ControlIter=2, Element=Regulator.vreg4_b, Action= CHANGED -1 TAPS TO 1.0375.
Hour=2, Sec=3420, ControlIter=2, Element=Regulator.vreg4_a, Action= CHANGED -1 TAPS TO 1.03125.
Hour=2, Sec=3420, ControlIter=2, Element=Regulator.vreg3_a, Action= CHANGED -1 TAPS TO 1.05625.
Hour=2, Sec=3420, ControlIter=2, Element=Regulator.vreg2_b, Action= CHANGED 1 TAPS TO 1.0125.
Hour=2, Sec=3420, ControlIter=3, Element=Regulator.vreg2_a, Action= CHANGED 1 TAPS TO 1.01875.
Hour=2, Sec=3420, ControlIter=4, Element=Regulator.vreg2_a, Action= CHANGED 1 TAPS TO 1.025.
Hour=2, Sec=3450, ControlIter=1, Element=Regulator.vreg4_b, Action= CHANGED 2 TAPS TO 1.05.
Hour=2, Sec=3450, ControlIter=1, Element=Regulator.vreg4_a, Action= CHANGED 2 TAPS TO 1.04375.
Hour=2, Sec=3450, ControlIter=1, Element=Regulator.vreg3_b, Action= CHANGED 1 TAPS TO 1.04375.
Hour=2, Sec=3450, ControlIter=1, Element=Regulator.vreg3_a, Action= CHANGED 2 TAPS TO 1.06875.
Hour=2, Sec=3450, ControlIter=1, Element=Regulator.vreg2_b, Action= CHANGED 3 TAPS TO 1.03125.
Hour=2, Sec=3450, ControlIter=1, Element=Regulator.vreg2_a, Action= CHANGED 4 TAPS TO 1.05.
Hour=2, Sec=3450, ControlIter=2, Element=Regulator.vreg4_a, Action= CHANGED 1 TAPS TO 1.05.
Hour=2, Sec=3450, ControlIter=2, Element=Regulator.vreg3_a, Action= CHANGED 1 TAPS TO 1.075.
Hour=2, Sec=3480, ControlIter=1, Element=Regulator.vreg4_b, Action= CHANGED -2 TAPS TO 1.0375.
Hour=2, Sec=3480, ControlIter=1, Element=Regulator.vreg4_a, Action= CHANGED -2 TAPS TO 1.0375.
Hour=2, Sec=3480, ControlIter=1, Element=Regulator.vreg3_b, Action= CHANGED -1 TAPS TO 1.0375.
Hour=2, Sec=3480, ControlIter=1, Element=Regulator.vreg3_a, Action= CHANGED -2 TAPS TO 1.0625.
Hour=2, Sec=3480, ControlIter=1, Element=Regulator.vreg2_b, Action= CHANGED -2 TAPS TO 1.01875.
Hour=2, Sec=3480, ControlIter=1, Element=Regulator.vreg2_a, Action= CHANGED -4 TAPS TO 1.025.
Hour=2, Sec=3480, ControlIter=2, Element=Regulator.vreg3_a, Action= CHANGED -1 TAPS TO 1.05625.
Hour=2, Sec=3480, ControlIter=3, Element=Regulator.vreg2_a, Action= CHANGED 1 TAPS TO 1.03125.
Hour=2, Sec=3510, ControlIter=1, Element=Regulator.vreg3_a, Action= CHANGED 1 TAPS TO 1.0625.
Hour=2, Sec=3510, ControlIter=1, Element=Regulator.vreg2_b, Action= CHANGED 1 TAPS TO 1.025.
Hour=2, Sec=3510, ControlIter=1, Element=Regulator.vreg2_a, Action= CHANGED 2 TAPS TO 1.04375.
Hour=2, Sec=3540, ControlIter=1, Element=Capacitor.capbank2a, Action=**ARMED**, DELAY= 100 SEC
Hour=2, Sec=3540, ControlIter=1, Element=Regulator.vreg4_b, Action= CHANGED -1 TAPS TO 1.03125.
Hour=2, Sec=3540, ControlIter=1, Element=Regulator.vreg4_a, Action= CHANGED -2 TAPS TO 1.025.
Hour=2, Sec=3540, ControlIter=1, Element=Regulator.vreg3_b, Action= CHANGED -1 TAPS TO 1.03125.
Hour=2, Sec=3540, ControlIter=1, Element=Regulator.vreg3_a, Action= CHANGED -2 TAPS TO 1.05.
Hour=2, Sec=3540, ControlIter=1, Element=Regulator.vreg2_b, Action= CHANGED -2 TAPS TO 1.0125.
Hour=2, Sec=3540, ControlIter=1, Element=Regulator.vreg2_a, Action= CHANGED -4 TAPS TO 1.01875.
Hour=2, Sec=3540, ControlIter=2, Element=Capacitor.capbank2a, Action=**RESET**
Hour=2, Sec=3570, ControlIter=1, Element=Regulator.vreg2_b, Action= CHANGED 1 TAPS TO 1.01875.
Hour=2, Sec=3570, ControlIter=1, Element=Regulator.vreg2_a, Action= CHANGED 2 TAPS TO 1.03125.
Hour=3, Sec=0, ControlIter=1, Element=Regulator.vreg4_b, Action= CHANGED 2 TAPS TO 1.04375.
Hour=3, Sec=0, ControlIter=1, Element=Regulator.vreg4_a, Action= CHANGED 2 TAPS TO 1.0375.
Hour=3, Sec=0, ControlIter=1, Element=Regulator.vreg3_b, Action= CHANGED 1 TAPS TO 1.0375.
Hour=3, Sec=0, ControlIter=1, Element=Regulator.vreg3_a, Action= CHANGED 2 TAPS TO 1.0625.
Hour=3, Sec=0, ControlIter=1, Element=Regulator.vreg2_b, Action= CHANGED 2 TAPS TO 1.03125.
Hour=3, Sec=0, ControlIter=1, Element=Regulator.vreg2_a, Action= CHANGED 3 TAPS TO 1.05.
Hour=3, Sec=30, ControlIter=1, Element=Regulator.vreg4_b, Action= CHANGED -2 TAPS TO 1.03125.
Hour=3, Sec=30, ControlIter=1, Element=Regulator.vreg4_a, Action= CHANGED -1 TAPS TO 1.03125.
Hour=3, Sec=30, ControlIter=1, Element=Regulator.vreg3_b, Action= CHANGED -1 TAPS TO 1.03125.
Hour=3, Sec=30, ControlIter=1, Element=Regulator.vreg3_a, Action= CHANGED -2 TAPS TO 1.05.
Hour=3, Sec=30, ControlIter=1, Element=Regulator.vreg2_b, Action= CHANGED -2 TAPS TO 1.01875.
Hour=3, Sec=30, ControlIter=1, Element=Regulator.vreg2_a, Action= CHANGED -4 TAPS TO 1.025.
Hour=3, Sec=90, ControlIter=1, Element=Regulator.vreg4_b, Action= CHANGED 3 TAPS TO 1.05.
Hour=3, Sec=90, ControlIter=1, Element=Regulator.vreg4_a, Action= CHANGED 2 TAPS TO 1.04375.
Hour=3, Sec=90, ControlIter=1, Element=Regulator.vreg3_b, Action= CHANGED 2 TAPS TO 1.04375.
Hour=3, Sec=90, ControlIter=1, Element=Regulator.vreg3_a, Action= CHANGED 4 TAPS TO 1.075.
Hour=3, Sec=90, ControlIter=1, Element=Regulator.vreg2_b, Action= CHANGED 3 TAPS TO 1.0375.
Hour=3, Sec=90, ControlIter=1, Element=Regulator.vreg2_a, Action= CHANGED 6 TAPS TO 1.0625.
Hour=3, Sec=90, ControlIter=2, Element=Regulator.vreg4_b, Action= CHANGED 1 TAPS TO 1.05625.
Hour=3, Sec=90, ControlIter=2, Element=Regulator.vreg4_a, Action= CHANGED 1 TAPS TO 1.05.
Hour=3, Sec=90, ControlIter=2, Element=Regulator.vreg3_b, Action= CHANGED 1 TAPS TO 1.05.
Hour=3, Sec=90, ControlIter=2, Element=Regulator.vreg2_a, Action= CHANGED -1 TAPS TO 1.05625.
Hour=3, Sec=90, ControlIter=3, Element=Regulator.vreg2_b, Action= CHANGED -1 TAPS TO 1.03125.
Hour=3, Sec=120, ControlIter=1, Element=Regulator.vreg2_a, Action= CHANGED -1 TAPS TO 1.05.
Hour=3, Sec=150, ControlIter=1, Element=Regulator.vreg4_b, Action= CHANGED -3 TAPS TO 1.0375.
Hour=3, Sec=150, ControlIter=1, Element=Regulator.vreg4_a, Action= CHANGED -2 TAPS TO 1.0375.
Hour=3, Sec=150, ControlIter=1, Element=Regulator.vreg3_b, Action= CHANGED -2 TAPS TO 1.0375.
Hour=3, Sec=150, ControlIter=1, Element=Regulator.vreg3_a, Action= CHANGED -2 TAPS TO 1.0625.
Hour=3, Sec=150, ControlIter=1, Element=Regulator.vreg2_b, Action= CHANGED -4 TAPS TO 1.00625.
Hour=3, Sec=150, ControlIter=1, Element=Regulator.vreg2_a, Action= CHANGED -4 TAPS TO 1.025.
Hour=3, Sec=150, ControlIter=2, Element=Regulator.vreg4_a, Action= CHANGED -1 TAPS TO 1.03125.
Hour=3, Sec=150, ControlIter=2, Element=Regulator.vreg3_a, Action= CHANGED -1 TAPS TO 1.05625.
Hour=3, Sec=150, ControlIter=2, Element=Regulator.vreg2_b, Action= CHANGED 1 TAPS TO 1.0125.
Hour=3, Sec=150, ControlIter=2, Element=Regulator.vreg2_a, Action= CHANGED -1 TAPS TO 1.01875.
Hour=3, Sec=180, ControlIter=1, Element=Regulator.vreg4_b, Action= CHANGED -1 TAPS TO 1.03125.
Hour=3, Sec=180, ControlIter=1, Element=Regulator.vreg3_b, Action= CHANGED -1 TAPS TO 1.03125.
Hour=3, Sec=180, ControlIter=1, Element=Regulator.vreg3_a, Action= CHANGED -1 TAPS TO 1.05.
Hour=3, Sec=180, ControlIter=2, Element=Regulator.vreg2_a, Action= CHANGED 1 TAPS TO 1.025.
Hour=3, Sec=360, ControlIter=1, Element=Regulator.vreg4_b, Action= CHANGED 1 TAPS TO 1.0375.
Hour=3, Sec=360, ControlIter=1, Element=Regulator.vreg4_a, Action= CHANGED 1 TAPS TO 1.0375.
Hour=3, Sec=360, ControlIter=1, Element=Regulator.vreg3_b, Action= CHANGED 1 TAPS TO 1.0375.
Hour=3, Sec=360, ControlIter=1, Element=Regulator.vreg3_a, Action= CHANGED 1 TAPS TO 1.05625.
Hour=3, Sec=360, ControlIter=1, Element=Regulator.vreg2_b, Action= CHANGED 2 TAPS TO 1.025.
Hour=3, Sec=360, ControlIter=1, Element=Regulator.vreg2_a, Action= CHANGED 3 TAPS TO 1.04375.
Hour=3, Sec=390, ControlIter=1, Element=Regulator.vreg4_b, Action= CHANGED 2 TAPS TO 1.05.
Hour=3, Sec=390, ControlIter=1, Element=Regulator.vreg4_a, Action= CHANGED 1 TAPS TO 1.04375.
Hour=3, Sec=390, ControlIter=1, Element=Regulator.vreg3_b, Action= CHANGED 1 TAPS TO 1.04375.
Hour=3, Sec=390, ControlIter=1, Element=Regulator.vreg3_a, Action= CHANGED 2 TAPS TO 1.06875.
Hour=3, Sec=390, ControlIter=1, Element=Regulator.vreg2_b, Action= CHANGED 1 TAPS TO 1.03125.
Hour=3, Sec=390, ControlIter=1, Element=Regulator.vreg2_a, Action= CHANGED 2 TAPS TO 1.05625.
Hour=3, Sec=390, ControlIter=2, Element=Regulator.vreg2_a, Action= CHANGED -1 TAPS TO 1.05.
Hour=3, Sec=420, ControlIter=1, Element=Regulator.vreg4_a, Action= CHANGED 1 TAPS TO 1.05.
Hour=3, Sec=420, ControlIter=1, Element=Regulator.vreg3_a, Action= CHANGED 1 TAPS TO 1.075.
Hour=3, Sec=450, ControlIter=1, Element=Regulator.vreg2_a, Action= CHANGED -1 TAPS TO 1.04375.
Hour=3, Sec=480, ControlIter=1, Element=Regulator.vreg4_b, Action= CHANGED -1 TAPS TO 1.04375.
Hour=3, Sec=480, ControlIter=1, Element=Regulator.vreg4_a, Action= CHANGED -1 TAPS TO 1.04375.
Hour=3, Sec=480, ControlIter=1, Element=Regulator.vreg3_a, Action= CHANGED -2 TAPS TO 1.0625.
Hour=3, Sec=480, ControlIter=1, Element=Regulator.vreg2_b, Action= CHANGED -1 TAPS TO 1.025.
Hour=3, Sec=480, ControlIter=1, Element=Regulator.vreg2_a, Action= CHANGED -2 TAPS TO 1.03125.
Hour=3, Sec=510, ControlIter=1, Element=Regulator.vreg4_b, Action= CHANGED 1 TAPS TO 1.05.
Hour=3, Sec=510, ControlIter=1, Element=Regulator.vreg4_a, Action= CHANGED 1 TAPS TO 1.05.
Hour=3, Sec=510, ControlIter=1, Element=Regulator.vreg3_a, Action= CHANGED 2 TAPS TO 1.075.
Hour=3, Sec=510, ControlIter=1, Element=Regulator.vreg2_a, Action= CHANGED 3 TAPS TO 1.05.
Hour=3, Sec=540, ControlIter=1, Element=Regulator.vreg4_b, Action= CHANGED 1 TAPS TO 1.05625.
Hour=3, Sec=540, ControlIter=1, Element=Regulator.vreg4_a, Action= CHANGED 1 TAPS TO 1.05625.
Hour=3, Sec=540, ControlIter=1, Element=Regulator.vreg3_b, Action= CHANGED 1 TAPS TO 1.05.
Hour=3, Sec=540, ControlIter=1, Element=Regulator.vreg3_a, Action= CHANGED 1 TAPS TO 1.08125.
Hour=3, Sec=540, ControlIter=1, Element=Regulator.vreg2_b, Action= CHANGED 2 TAPS TO 1.0375.
Hour=3, Sec=540, ControlIter=1, Element=Regulator.vreg2_a, Action= CHANGED 1 TAPS TO 1.05625.
Hour=3, Sec=540, ControlIter=2, Element=Capacitor.capbank2c, Action=**ARMED**, DELAY= 102 SEC
Hour=3, Sec=540, ControlIter=2, Element=Capacitor.capbank2c, Action=**CLOSED**
Hour=3, Sec=540, ControlIter=3, Element=Regulator.vreg4_b, Action= CHANGED 1 TAPS TO 1.0625.
Hour=3, Sec=570, ControlIter=1, Element=Regulator.vreg3_a, Action= CHANGED 1 TAPS TO 1.0875.
Hour=3, Sec=570, ControlIter=2, Element=Regulator.vreg2_a, Action= CHANGED -1 TAPS TO 1.05.
Hour=3, Sec=600, ControlIter=1, Element=Capacitor.capbank2c, Action=**ARMED**, DELAY= 102 SEC
Hour=3, Sec=600, ControlIter=1, Element=Regulator.vreg2_a, Action= CHANGED -1 TAPS TO 1.04375.
Hour=3, Sec=600, ControlIter=2, Element=Capacitor.capbank2c, Action=**OPENED**
Hour=3, Sec=600, ControlIter=3, Element=Regulator.vreg2_b, Action= CHANGED -1 TAPS TO 1.03125.
Hour=3, Sec=600, ControlIter=3, Element=Regulator.vreg2_a, Action= CHANGED -1 TAPS TO 1.0375.
Hour=3, Sec=630, ControlIter=1, Element=Capacitor.capbank2c, Action=**ARMED**, DELAY= 372 SEC
Hour=3, Sec=630, ControlIter=1, Element=Regulator.vreg4_c, Action= CHANGED 1 TAPS TO 1.03125.
Hour=3, Sec=630, ControlIter=1, Element=Regulator.vreg2_a, Action= CHANGED 1 TAPS TO 1.04375.
Hour=3, Sec=630, ControlIter=2, Element=Capacitor.capbank2c, Action=**CLOSED**
Hour=3, Sec=630, ControlIter=3, Element=Regulator.vreg4_c, Action= CHANGED -1 TAPS TO 1.025.
Hour=3, Sec=630, ControlIter=3, Element=Regulator.vreg3_b, Action= CHANGED 1 TAPS TO 1.05625.
Hour=3, Sec=720, ControlIter=1, Element=Capacitor.capbank2c, Action=**ARMED**, DELAY= 102 SEC
Hour=3, Sec=720, ControlIter=1, Element=Regulator.vreg4_c, Action= CHANGED -1 TAPS TO 1.01875.
Hour=3, Sec=720, ControlIter=1, Element=Regulator.vreg4_b, Action= CHANGED -3 TAPS TO 1.04375.
Hour=3, Sec=720, ControlIter=1, Element=Regulator.vreg4_a, Action= CHANGED -2 TAPS TO 1.04375.
Hour=3, Sec=720, ControlIter=1, Element=Regulator.vreg3_c, Action= CHANGED -1 TAPS TO 0.99375.
Hour=3, Sec=720, ControlIter=1, Element=Regulator.vreg3_b, Action= CHANGED -2 TAPS TO 1.04375.
Hour=3, Sec=720, ControlIter=1, Element=Regulator.vreg3_a, Action= CHANGED -3 TAPS TO 1.06875.
Hour=3, Sec=720, ControlIter=1, Element=Regulator.vreg2_c, Action= CHANGED -1 TAPS TO 1.
Hour=3, Sec=720, ControlIter=1, Element=Regulator.vreg2_b, Action= CHANGED -4 TAPS TO 1.00625.
Hour=3, Sec=720, ControlIter=1, Element=Regulator.vreg2_a, Action= CHANGED -4 TAPS TO 1.01875.
Hour=3, Sec=720, ControlIter=1, Element=Regulator.feeder_regc, Action= CHANGED -1 TAPS TO 1.00625.
Hour=3, Sec=720, ControlIter=2, Element=Regulator.vreg4_a, Action= CHANGED -1 TAPS TO 1.0375.
Hour=3, Sec=720, ControlIter=2, Element=Regulator.vreg3_b, Action= CHANGED -1 TAPS TO 1.0375.
Hour=3, Sec=720, ControlIter=2, Element=Regulator.vreg3_a, Action= CHANGED -1 TAPS TO 1.0625.
Hour=3, Sec=720, ControlIter=2, Element=Regulator.vreg2_c, Action= CHANGED 1 TAPS TO 1.00625.
Hour=3, Sec=720, ControlIter=3, Element=Regulator.vreg2_b, Action= CHANGED 1 TAPS TO 1.0125.
Hour=3, Sec=720, ControlIter=4, Element=Regulator.vreg2_b, Action= CHANGED 1 TAPS TO 1.01875.
Hour=3, Sec=720, ControlIter=5, Element=Capacitor.capbank2c, Action=**OPENED**
Hour=3, Sec=720, ControlIter=6, Element=Regulator.vreg4_c, Action= CHANGED 1 TAPS TO 1.025.
Hour=3, Sec=720, ControlIter=6, Element=Regulator.vreg4_b, Action= CHANGED -1 TAPS TO 1.0375.
Hour=3, Sec=720, ControlIter=6, Element=Regulator.vreg3_c, Action= CHANGED 1 TAPS TO 1.
Hour=3, Sec=720, ControlIter=6, Element=Regulator.vreg3_a, Action= CHANGED -1 TAPS TO 1.05625.
Hour=3, Sec=720, ControlIter=6, Element=Regulator.vreg2_c, Action= CHANGED 1 TAPS TO 1.0125.
Hour=3, Sec=720, ControlIter=7, Element=Regulator.vreg2_a, Action= CHANGED 1 TAPS TO 1.025.
Hour=3, Sec=750, ControlIter=1, Element=Capacitor.capbank2c, Action=**ARMED**, DELAY= 372 SEC
Hour=3, Sec=750, ControlIter=1, Element=Regulator.vreg4_c, Action= CHANGED 1 TAPS TO 1.03125.
Hour=3, Sec=750, ControlIter=1, Element=Regulator.vreg4_b, Action= CHANGED 2 TAPS TO 1.05.
Hour=3, Sec=750, ControlIter=1, Element=Regulator.vreg4_a, Action= CHANGED 2 TAPS TO 1.05.
Hour=3, Sec=750, ControlIter=1, Element=Regulator.vreg3_c, Action= CHANGED 1 TAPS TO 1.00625.
Hour=3, Sec=750, ControlIter=1, Element=Regulator.vreg3_b, Action= CHANGED 2 TAPS TO 1.05.
Hour=3, Sec=750, ControlIter=1, Element=Regulator.vreg3_a, Action= CHANGED 4 TAPS TO 1.08125.
Hour=3, Sec=750, ControlIter=1, Element=Regulator.vreg2_b, Action= CHANGED 3 TAPS TO 1.0375.
Hour=3, Sec=750, ControlIter=1, Element=Regulator.vreg2_a, Action= CHANGED 6 TAPS TO 1.0625.
Hour=3, Sec=750, ControlIter=1, Element=Regulator.feeder_regc, Action= CHANGED 1 TAPS TO 1.0125.
Hour=3, Sec=750, ControlIter=2, Element=Capacitor.capbank2c, Action=**RESET**
Hour=3, Sec=750, ControlIter=2, Element=Regulator.vreg4_b, Action= CHANGED 1 TAPS TO 1.05625.
Hour=3, Sec=750, ControlIter=2, Element=Regulator.vreg4_a, Action= CHANGED 1 TAPS TO 1.05625.
Hour=3, Sec=750, ControlIter=2, Element=Regulator.vreg2_a, Action= CHANGED -1 TAPS TO 1.05625.
Hour=3, Sec=780, ControlIter=1, Element=Regulator.vreg2_c, Action= CHANGED -1 TAPS TO 1.00625.
Hour=3, Sec=780, ControlIter=1, Element=Regulator.vreg2_b, Action= CHANGED -1 TAPS TO 1.03125.
Hour=3, Sec=780, ControlIter=1, Element=Regulator.vreg2_a, Action= CHANGED -2 TAPS TO 1.04375.
Hour=3, Sec=810, ControlIter=1, Element=Regulator.vreg2_b, Action= CHANGED -1 TAPS TO 1.025.
Hour=3, Sec=810, ControlIter=1, Element=Regulator.vreg2_a, Action= CHANGED -1 TAPS TO 1.0375.
Hour=3, Sec=840, ControlIter=1, Element=Regulator.vreg4_b, Action= CHANGED 1 TAPS TO 1.0625.
Hour=3, Sec=840, ControlIter=1, Element=Regulator.vreg3_a, Action= CHANGED 1 TAPS TO 1.0875.
Hour=3, Sec=840, ControlIter=1, Element=Regulator.vreg2_b, Action= CHANGED 1 TAPS TO 1.03125.
Hour=3, Sec=840, ControlIter=1, Element=Regulator.vreg2_a, Action= CHANGED 2 TAPS TO 1.05.
Hour=3, Sec=870, ControlIter=1, Element=Regulator.vreg3_b, Action= CHANGED 1 TAPS TO 1.05625.
Hour=3, Sec=900, ControlIter=1, Element=Capacitor.capbank2c, Action=**ARMED**, DELAY= 222 SEC
Hour=3, Sec=900, ControlIter=1, Element=Capacitor.capbank2c, Action=**CLOSED**
Hour=3, Sec=900, ControlIter=2, Element=Regulator.vreg4_c, Action= CHANGED -1 TAPS TO 1.025.
Hour=3, Sec=900, ControlIter=2, Element=Regulator.vreg4_a, Action= CHANGED 1 TAPS TO 1.0625.
Hour=3, Sec=900, ControlIter=2, Element=Regulator.vreg3_c, Action= CHANGED -1 TAPS TO 1.
Hour=3, Sec=900, ControlIter=2, Element=Regulator.vreg2_c, Action= CHANGED -1 TAPS TO 1.
Hour=3, Sec=960, ControlIter=1, Element=Capacitor.capbank2c, Action=**ARMED**, DELAY= 102 SEC
Hour=3, Sec=960, ControlIter=1, Element=Regulator.vreg4_b, Action= CHANGED -1 TAPS TO 1.05625.
Hour=3, Sec=960, ControlIter=1, Element=Regulator.vreg4_a, Action= CHANGED -2 TAPS TO 1.05.
Hour=3, Sec=960, ControlIter=1, Element=Regulator.vreg3_b, Action= CHANGED -1 TAPS TO 1.05.
Hour=3, Sec=960, ControlIter=1, Element=Regulator.vreg3_a, Action= CHANGED -2 TAPS TO 1.075.
Hour=3, Sec=960, ControlIter=1, Element=Regulator.vreg2_b, Action= CHANGED -2 TAPS TO 1.01875.
Hour=3, Sec=960, ControlIter=1, Element=Regulator.vreg2_a, Action= CHANGED -3 TAPS TO 1.03125.
Hour=3, Sec=960, ControlIter=2, Element=Regulator.vreg3_c, Action= CHANGED -1 TAPS TO 0.99375.
Hour=3, Sec=960, ControlIter=3, Element=Capacitor.capbank2c, Action=**OPENED**
Hour=3, Sec=960, ControlIter=4, Element=Regulator.vreg4_b, Action= CHANGED -1 TAPS TO 1.05.
Hour=3, Sec=960, ControlIter=4, Element=Regulator.vreg3_c, Action= CHANGED 1 TAPS TO 1.
Hour=3, Sec=960, ControlIter=4, Element=Regulator.vreg2_c, Action= CHANGED 2 TAPS TO 1.0125.
Hour=3, Sec=990, ControlIter=1, Element=Capacitor.capbank2a, Action=**ARMED**, DELAY= 100 SEC
Hour=3, Sec=990, ControlIter=1, Element=Capacitor.capbank2b, Action=**ARMED**, DELAY= 101 SEC
Hour=3, Sec=990, ControlIter=1, Element=Regulator.vreg4_b, Action= CHANGED -3 TAPS TO 1.03125.
Hour=3, Sec=990, ControlIter=1, Element=Regulator.vreg4_a, Action= CHANGED -3 TAPS TO 1.03125.
Hour=3, Sec=990, ControlIter=1, Element=Regulator.vreg3_b, Action= CHANGED -3 TAPS TO 1.03125.
Hour=3, Sec=990, ControlIter=1, Element=Regulator.vreg3_a, Action= CHANGED -4 TAPS TO 1.05.
Hour=3, Sec=990, ControlIter=1, Element=Regulator.vreg2_c, Action= CHANGED -1 TAPS TO 1.00625.
Hour=3, Sec=990, ControlIter=1, Element=Regulator.vreg2_b, Action= CHANGED -3 TAPS TO 1.
Hour=3, Sec=990, ControlIter=1, Element=Regulator.vreg2_a, Action= CHANGED -4 TAPS TO 1.00625.
Hour=3, Sec=990, ControlIter=1, Element=Regulator.feeder_regb, Action= CHANGED -1 TAPS TO 1.00625.
Hour=3, Sec=990, ControlIter=1, Element=Regulator.feeder_rega, Action= CHANGED -1 TAPS TO 1.00625.
Hour=3, Sec=990, ControlIter=2, Element=Capacitor.capbank2b, Action=**RESET**
Hour=3, Sec=990, ControlIter=2, Element=Regulator.vreg4_c, Action= CHANGED -1 TAPS TO 1.01875.
Hour=3, Sec=990, ControlIter=2, Element=Regulator.vreg3_c, Action= CHANGED -1 TAPS TO 0.99375.
Hour=3, Sec=990, ControlIter=2, Element=Regulator.vreg2_c, Action= CHANGED -1 TAPS TO 1.
Hour=3, Sec=990, ControlIter=2, Element=Regulator.vreg2_b, Action= CHANGED 2 TAPS TO 1.0125.
Hour=3, Sec=990, ControlIter=2, Element=Regulator.vreg2_a, Action= CHANGED 2 TAPS TO 1.01875.
Hour=3, Sec=990, ControlIter=3, Element=Capacitor.capbank2a, Action=**OPENED**
Hour=3, Sec=990, ControlIter=4, Element=Regulator.vreg2_a, Action= CHANGED 2 TAPS TO 1.03125.
Hour=3, Sec=1020, ControlIter=1, Element=Capacitor.capbank2a, Action=**ARMED**, DELAY= 370 SEC
Hour=3, Sec=1020, ControlIter=1, Element=Regulator.vreg4_a, Action= CHANGED 1 TAPS TO 1.0375.
Hour=3, Sec=1020, ControlIter=1, Element=Regulator.vreg3_a, Action= CHANGED 2 TAPS TO 1.0625.
Hour=3, Sec=1020, ControlIter=1, Element=Regulator.vreg2_b, Action= CHANGED 1 TAPS TO 1.01875.
Hour=3, Sec=1020, ControlIter=1, Element=Regulator.vreg2_a, Action= CHANGED 2 TAPS TO 1.04375.
Hour=3, Sec=1020, ControlIter=2, Element=Regulator.vreg2_b, Action= CHANGED 1 TAPS TO 1.025.
Hour=3, Sec=1020, ControlIter=3, Element=Capacitor.capbank2a, Action=**CLOSED**
Hour=3, Sec=1020, ControlIter=4, Element=Regulator.vreg3_a, Action= CHANGED -1 TAPS TO 1.05625.
Hour=3, Sec=1020, ControlIter=4, Element=Regulator.vreg2_a, Action= CHANGED -2 TAPS TO 1.03125.
Hour=3, Sec=1050, ControlIter=1, Element=Regulator.vreg4_c, Action= CHANGED 1 TAPS TO 1.025.
Hour=3, Sec=1050, ControlIter=1, Element=Regulator.vreg4_b, Action= CHANGED 3 TAPS TO 1.05.
Hour=3, Sec=1050, ControlIter=1, Element=Regulator.vreg4_a, Action= CHANGED 2 TAPS TO 1.05.
Hour=3, Sec=1050, ControlIter=1, Element=Regulator.vreg3_b, Action= CHANGED 2 TAPS TO 1.04375.
Hour=3, Sec=1050, ControlIter=1, Element=Regulator.vreg3_a, Action= CHANGED 2 TAPS TO 1.06875.
Hour=3, Sec=1050, ControlIter=1, Element=Regulator.vreg2_c, Action= CHANGED 1 TAPS TO 1.00625.
Hour=3, Sec=1050, ControlIter=1, Element=Regulator.vreg2_b, Action= CHANGED 2 TAPS TO 1.0375.
Hour=3, Sec=1050, ControlIter=1, Element=Regulator.vreg2_a, Action= CHANGED 4 TAPS TO 1.05625.
Hour=3, Sec=1050, ControlIter=2, Element=Regulator.vreg3_b, Action= CHANGED 1 TAPS TO 1.05.
Hour=3, Sec=1050, ControlIter=2, Element=Regulator.vreg3_a, Action= CHANGED 1 TAPS TO 1.075.
Hour=3, Sec=1050, ControlIter=2, Element=Regulator.vreg2_c, Action= CHANGED 1 TAPS TO 1.0125.
Hour=3, Sec=1050, ControlIter=3, Element=Regulator.vreg3_c, Action= CHANGED 1 TAPS TO 1.
Hour=3, Sec=1050, ControlIter=3, Element=Regulator.vreg2_b, Action= CHANGED -1 TAPS TO 1.03125.
Hour=3, Sec=1050, ControlIter=3, Element=Regulator.vreg2_a, Action= CHANGED -1 TAPS TO 1.05.
Hour=3, Sec=1080, ControlIter=1, Element=Regulator.vreg2_b, Action= CHANGED -1 TAPS TO 1.025.
Hour=3, Sec=1080, ControlIter=1, Element=Regulator.vreg2_a, Action= CHANGED -2 TAPS TO 1.0375.
Hour=3, Sec=1110, ControlIter=1, Element=Capacitor.capbank2a, Action=**ARMED**, DELAY= 100 SEC
Hour=3, Sec=1110, ControlIter=1, Element=Regulator.vreg4_b, Action= CHANGED -2 TAPS TO 1.0375.
Hour=3, Sec=1110, ControlIter=1, Element=Regulator.vreg4_a, Action= CHANGED -2 TAPS TO 1.0375.
Hour=3, Sec=1110, ControlIter=1, Element=Regulator.vreg3_b, Action= CHANGED -2 TAPS TO 1.0375.
Hour=3, Sec=1110, ControlIter=1, Element=Regulator.vreg3_a, Action= CHANGED -3 TAPS TO 1.05625.
Hour=3, Sec=1110, ControlIter=1, Element=Regulator.vreg2_c, Action= CHANGED -1 TAPS TO 1.00625.
Hour=3, Sec=1110, ControlIter=1, Element=Regulator.vreg2_b, Action= CHANGED -2 TAPS TO 1.0125.
Hour=3, Sec=1110, ControlIter=1, Element=Regulator.vreg2_a, Action= CHANGED -4 TAPS TO 1.0125.
Hour=3, Sec=1110, ControlIter=2, Element=Regulator.vreg4_a, Action= CHANGED -1 TAPS TO 1.03125.
Hour=3, Sec=1110, ControlIter=2, Element=Regulator.vreg3_a, Action= CHANGED -1 TAPS TO 1.05.
Hour=3, Sec=1110, ControlIter=2, Element=Regulator.vreg2_c, Action= CHANGED -1 TAPS TO 1.
Hour=3, Sec=1110, ControlIter=2, Element=Regulator.vreg2_a, Action= CHANGED 1 TAPS TO 1.01875.
Hour=3, Sec=1110, ControlIter=3, Element=Capacitor.capbank2a, Action=**RESET**
Hour=3, Sec=1110, ControlIter=3, Element=Regulator.vreg2_a, Action= CHANGED 1 TAPS TO 1.025.
Hour=3, Sec=1140, ControlIter=1, Element=Regulator.vreg4_b, Action= CHANGED 2 TAPS TO 1.05.
Hour=3, Sec=1140, ControlIter=1, Element=Regulator.vreg4_a, Action= CHANGED 2 TAPS TO 1.04375.
Hour=3, Sec=1140, ControlIter=1, Element=Regulator.vreg3_b, Action= CHANGED 1 TAPS TO 1.04375.
Hour=3, Sec=1140, ControlIter=1, Element=Regulator.vreg3_a, Action= CHANGED 2 TAPS TO 1.0625.
Hour=3, Sec=1140, ControlIter=1, Element=Regulator.vreg2_b, Action= CHANGED 2 TAPS TO 1.025.
Hour=3, Sec=1140, ControlIter=1, Element=Regulator.vreg2_a, Action= CHANGED 4 TAPS TO 1.05.
Hour=3, Sec=1140, ControlIter=2, Element=Regulator.vreg3_a, Action= CHANGED 1 TAPS TO 1.06875.
Hour=3, Sec=1170, ControlIter=1, Element=Regulator.vreg4_b, Action= CHANGED 2 TAPS TO 1.0625.
Hour=3, Sec=1170, ControlIter=1, Element=Regulator.vreg4_a, Action= CHANGED 3 TAPS TO 1.0625.
Hour=3, Sec=1170, ControlIter=1, Element=Regulator.vreg3_b, Action= CHANGED 2 TAPS TO 1.05625.
Hour=3, Sec=1170, ControlIter=1, Element=Regulator.vreg3_a, Action= CHANGED 3 TAPS TO 1.0875.
Hour=3, Sec=1170, ControlIter=1, Element=Regulator.vreg2_c, Action= CHANGED 1 TAPS TO 1.00625.
Hour=3, Sec=1170, ControlIter=1, Element=Regulator.vreg2_b, Action= CHANGED 2 TAPS TO 1.0375.
Hour=3, Sec=1170, ControlIter=1, Element=Regulator.vreg2_a, Action= CHANGED 3 TAPS TO 1.06875.
Hour=3, Sec=1170, ControlIter=1, Element=Regulator.feeder_regb, Action= CHANGED 1 TAPS TO 1.0125.
Hour=3, Sec=1170, ControlIter=1, Element=Regulator.feeder_rega, Action= CHANGED 1 TAPS TO 1.0125.
Hour=3, Sec=1170, ControlIter=2, Element=Capacitor.capbank2c, Action=**ARMED**, DELAY= 192 SEC
Hour=3, Sec=1170, ControlIter=2, Element=Regulator.vreg4_c, Action= CHANGED 1 TAPS TO 1.03125.
Hour=3, Sec=1170, ControlIter=2, Element=Regulator.vreg2_c, Action= CHANGED 1 TAPS TO 1.0125.
Hour=3, Sec=1170, ControlIter=2, Element=Regulator.vreg2_b, Action= CHANGED -1 TAPS TO 1.03125.
Hour=3, Sec=1170, ControlIter=2, Element=Regulator.vreg2_a, Action= CHANGED -2 TAPS TO 1.05625.
Hour=3, Sec=1170, ControlIter=3, Element=Capacitor.capbank2c, Action=**RESET**
Hour=3, Sec=1170, ControlIter=3, Element=Regulator.vreg2_a, Action= CHANGED -1 TAPS TO 1.05.
Hour=3, Sec=1200, ControlIter=1, Element=Capacitor.capbank2c, Action=**ARMED**, DELAY= 162 SEC
Hour=3, Sec=1200, ControlIter=1, Element=Capacitor.capbank2c, Action=**CLOSED**
Hour=3, Sec=1200, ControlIter=2, Element=Regulator.vreg4_c, Action= CHANGED -1 TAPS TO 1.025.
Hour=3, Sec=1200, ControlIter=2, Element=Regulator.vreg2_c, Action= CHANGED -1 TAPS TO 1.00625.
Hour=3, Sec=1290, ControlIter=1, Element=Regulator.vreg3_a, Action= CHANGED 1 TAPS TO 1.09375.
Hour=3, Sec=1290, ControlIter=2, Element=Regulator.vreg4_b, Action= CHANGED 1 TAPS TO 1.06875.
Hour=3, Sec=1560, ControlIter=1, Element=Regulator.vreg4_b, Action= CHANGED -1 TAPS TO 1.0625.
Hour=3, Sec=1560, ControlIter=1, Element=Regulator.vreg3_a, Action= CHANGED -1 TAPS TO 1.0875.
Hour=3, Sec=1560, ControlIter=1, Element=Regulator.vreg2_a, Action= CHANGED -2 TAPS TO 1.0375.
Hour=3, Sec=1560, ControlIter=2, Element=Capacitor.capbank2c, Action=**ARMED**, DELAY= 102 SEC
Hour=3, Sec=1560, ControlIter=2, Element=Regulator.vreg2_b, Action= CHANGED -1 TAPS TO 1.025.
Hour=3, Sec=1560, ControlIter=3, Element=Capacitor.capbank2c, Action=**OPENED**
Hour=3, Sec=1590, ControlIter=1, Element=Regulator.vreg4_a, Action= CHANGED -1 TAPS TO 1.05625.
Hour=3, Sec=1620, ControlIter=1, Element=Regulator.vreg4_b, Action= CHANGED -1 TAPS TO 1.05625.
Hour=3, Sec=1620, ControlIter=1, Element=Regulator.vreg4_a, Action= CHANGED -1 TAPS TO 1.05.
Hour=3, Sec=1620, ControlIter=1, Element=Regulator.vreg3_b, Action= CHANGED -1 TAPS TO 1.05.
Hour=3, Sec=1620, ControlIter=1, Element=Regulator.vreg3_a, Action= CHANGED -2 TAPS TO 1.075.
Hour=3, Sec=1620, ControlIter=1, Element=Regulator.vreg2_b, Action= CHANGED -1 TAPS TO 1.01875.
Hour=3, Sec=1620, ControlIter=1, Element=Regulator.vreg2_a, Action= CHANGED -2 TAPS TO 1.025.
Hour=3, Sec=1620, ControlIter=2, Element=Regulator.vreg2_a, Action= CHANGED 1 TAPS TO 1.03125.
Hour=3, Sec=1650, ControlIter=1, Element=Regulator.vreg4_b, Action= CHANGED -1 TAPS TO 1.05.
Hour=3, Sec=1680, ControlIter=1, Element=Regulator.vreg4_b, Action= CHANGED -2 TAPS TO 1.0375.
Hour=3, Sec=1680, ControlIter=1, Element=Regulator.vreg4_a, Action= CHANGED -2 TAPS TO 1.0375.
Hour=3, Sec=1680, ControlIter=1, Element=Regulator.vreg3_b, Action= CHANGED -2 TAPS TO 1.0375.
Hour=3, Sec=1680, ControlIter=1, Element=Regulator.vreg3_a, Action= CHANGED -2 TAPS TO 1.0625.
Hour=3, Sec=1680, ControlIter=1, Element=Regulator.vreg2_b, Action= CHANGED -2 TAPS TO 1.00625.
Hour=3, Sec=1680, ControlIter=1, Element=Regulator.vreg2_a, Action= CHANGED -2 TAPS TO 1.01875.
Hour=3, Sec=1680, ControlIter=2, Element=Regulator.vreg3_a, Action= CHANGED -1 TAPS TO 1.05625.
Hour=3, Sec=1680, ControlIter=2, Element=Regulator.vreg2_b, Action= CHANGED 1 TAPS TO 1.0125.
Hour=3, Sec=1680, ControlIter=3, Element=Regulator.vreg2_a, Action= CHANGED 1 TAPS TO 1.025.
Hour=3, Sec=1740, ControlIter=1, Element=Regulator.vreg4_b, Action= CHANGED -1 TAPS TO 1.03125.
Hour=3, Sec=1740, ControlIter=1, Element=Regulator.vreg4_a, Action= CHANGED -1 TAPS TO 1.03125.
Hour=3, Sec=1740, ControlIter=1, Element=Regulator.vreg3_b, Action= CHANGED -1 TAPS TO 1.03125.
Hour=3, Sec=1740, ControlIter=1, Element=Regulator.vreg3_a, Action= CHANGED -1 TAPS TO 1.05.
Hour=3, Sec=1770, ControlIter=1, Element=Regulator.vreg4_a, Action= CHANGED -1 TAPS TO 1.025.
Hour=3, Sec=1890, ControlIter=1, Element=Regulator.vreg4_b, Action= CHANGED 1 TAPS TO 1.0375.
Hour=3, Sec=1890, ControlIter=1, Element=Regulator.vreg4_a, Action= CHANGED 2 TAPS TO 1.0375.
Hour=3, Sec=1890, ControlIter=1, Element=Regulator.vreg3_b, Action= CHANGED 1 TAPS TO 1.0375.
Hour=3, Sec=1890, ControlIter=1, Element=Regulator.vreg3_a, Action= CHANGED 2 TAPS TO 1.0625.
Hour=3, Sec=1890, ControlIter=1, Element=Regulator.vreg2_b, Action= CHANGED 2 TAPS TO 1.025.
Hour=3, Sec=1890, ControlIter=1, Element=Regulator.vreg2_a, Action= CHANGED 3 TAPS TO 1.04375.
Hour=3, Sec=1920, ControlIter=1, Element=Regulator.vreg3_a, Action= CHANGED -1 TAPS TO 1.05625.
Hour=3, Sec=1920, ControlIter=1, Element=Regulator.vreg2_a, Action= CHANGED -2 TAPS TO 1.03125.
Hour=3, Sec=1950, ControlIter=1, Element=Regulator.vreg2_a, Action= CHANGED 1 TAPS TO 1.0375.
Hour=3, Sec=1980, ControlIter=1, Element=Capacitor.capbank2a, Action=**ARMED**, DELAY= 100 SEC
Hour=3, Sec=1980, ControlIter=1, Element=Regulator.vreg4_b, Action= CHANGED -1 TAPS TO 1.03125.
Hour=3, Sec=1980, ControlIter=1, Element=Regulator.vreg4_a, Action= CHANGED -2 TAPS TO 1.025.
Hour=3, Sec=1980, ControlIter=1, Element=Regulator.vreg3_b, Action= CHANGED -1 TAPS TO 1.03125.
Hour=3, Sec=1980, ControlIter=1, Element=Regulator.vreg3_a, Action= CHANGED -1 TAPS TO 1.05.
Hour=3, Sec=1980, ControlIter=1, Element=Regulator.vreg2_b, Action= CHANGED -2 TAPS TO 1.0125.
Hour=3, Sec=1980, ControlIter=1, Element=Regulator.vreg2_a, Action= CHANGED -2 TAPS TO 1.025.
Hour=3, Sec=1980, ControlIter=2, Element=Capacitor.capbank2a, Action=**RESET**
Hour=3, Sec=2640, ControlIter=1, Element=Regulator.vreg4_b, Action= CHANGED 2 TAPS TO 1.04375.
Hour=3, Sec=2640, ControlIter=1, Element=Regulator.vreg4_a, Action= CHANGED 2 TAPS TO 1.0375.
Hour=3, Sec=2640, ControlIter=1, Element=Regulator.vreg3_b, Action= CHANGED 2 TAPS TO 1.04375.
Hour=3, Sec=2640, ControlIter=1, Element=Regulator.vreg3_a, Action= CHANGED 2 TAPS TO 1.0625.
Hour=3, Sec=2640, ControlIter=1, Element=Regulator.vreg2_b, Action= CHANGED 3 TAPS TO 1.03125.
Hour=3, Sec=2640, ControlIter=1, Element=Regulator.vreg2_a, Action= CHANGED 4 TAPS TO 1.05.
Hour=3, Sec=2640, ControlIter=2, Element=Regulator.vreg4_a, Action= CHANGED 1 TAPS TO 1.04375.
Hour=3, Sec=2640, ControlIter=2, Element=Regulator.vreg3_a, Action= CHANGED 1 TAPS TO 1.06875.
Hour=3, Sec=2670, ControlIter=1, Element=Regulator.vreg4_b, Action= CHANGED -1 TAPS TO 1.0375.
Hour=3, Sec=2670, ControlIter=1, Element=Regulator.vreg4_a, Action= CHANGED -1 TAPS TO 1.0375.
Hour=3, Sec=2670, ControlIter=1, Element=Regulator.vreg3_b, Action= CHANGED -1 TAPS TO 1.0375.
Hour=3, Sec=2670, ControlIter=1, Element=Regulator.vreg3_a, Action= CHANGED -2 TAPS TO 1.05625.
Hour=3, Sec=2670, ControlIter=1, Element=Regulator.vreg2_b, Action= CHANGED -2 TAPS TO 1.01875.
Hour=3, Sec=2670, ControlIter=1, Element=Regulator.vreg2_a, Action= CHANGED -3 TAPS TO 1.03125.
Hour=3, Sec=2700, ControlIter=1, Element=Capacitor.capbank2a, Action=**ARMED**, DELAY= 100 SEC
Hour=3, Sec=2700, ControlIter=1, Element=Regulator.vreg4_b, Action= CHANGED -1 TAPS TO 1.03125.
Hour=3, Sec=2700, ControlIter=1, Element=Regulator.vreg4_a, Action= CHANGED -2 TAPS TO 1.025.
Hour=3, Sec=2700, ControlIter=1, Element=Regulator.vreg3_b, Action= CHANGED -1 TAPS TO 1.03125.
Hour=3, Sec=2700, ControlIter=1, Element=Regulator.vreg3_a, Action= CHANGED -2 TAPS TO 1.04375.
Hour=3, Sec=2700, ControlIter=1, Element=Regulator.vreg2_b, Action= CHANGED -1 TAPS TO 1.0125.
Hour=3, Sec=2700, ControlIter=1, Element=Regulator.vreg2_a, Action= CHANGED -2 TAPS TO 1.01875.
Hour=3, Sec=2700, ControlIter=2, Element=Capacitor.capbank2a, Action=**RESET**
Hour=3, Sec=2700, ControlIter=2, Element=Regulator.vreg2_a, Action= CHANGED 1 TAPS TO 1.025.
Hour=3, Sec=2730, ControlIter=1, Element=Regulator.vreg2_a, Action= CHANGED 1 TAPS TO 1.03125.
Hour=3, Sec=2760, ControlIter=1, Element=Regulator.vreg4_b, Action= CHANGED 2 TAPS TO 1.04375.
Hour=3, Sec=2760, ControlIter=1, Element=Regulator.vreg4_a, Action= CHANGED 2 TAPS TO 1.0375.
Hour=3, Sec=2760, ControlIter=1, Element=Regulator.vreg3_b, Action= CHANGED 1 TAPS TO 1.0375.
Hour=3, Sec=2760, ControlIter=1, Element=Regulator.vreg3_a, Action= CHANGED 3 TAPS TO 1.0625.
Hour=3, Sec=2760, ControlIter=1, Element=Regulator.vreg2_b, Action= CHANGED 3 TAPS TO 1.03125.
Hour=3, Sec=2760, ControlIter=1, Element=Regulator.vreg2_a, Action= CHANGED 4 TAPS TO 1.05625.
Hour=3, Sec=2760, ControlIter=2, Element=Regulator.vreg4_a, Action= CHANGED 1 TAPS TO 1.04375.
Hour=3, Sec=2760, ControlIter=2, Element=Regulator.vreg3_a, Action= CHANGED 1 TAPS TO 1.06875.
Hour=3, Sec=2760, ControlIter=3, Element=Regulator.vreg3_b, Action= CHANGED 1 TAPS TO 1.04375.
Hour=3, Sec=2760, ControlIter=3, Element=Regulator.vreg2_a, Action= CHANGED -2 TAPS TO 1.04375.
Hour=3, Sec=2790, ControlIter=1, Element=Capacitor.capbank2a, Action=**ARMED**, DELAY= 100 SEC
Hour=3, Sec=2790, ControlIter=1, Element=Regulator.vreg4_b, Action= CHANGED -2 TAPS TO 1.03125.
Hour=3, Sec=2790, ControlIter=1, Element=Regulator.vreg4_a, Action= CHANGED -2 TAPS TO 1.03125.
Hour=3, Sec=2790, ControlIter=1, Element=Regulator.vreg3_b, Action= CHANGED -2 TAPS TO 1.03125.
Hour=3, Sec=2790, ControlIter=1, Element=Regulator.vreg3_a, Action= CHANGED -3 TAPS TO 1.05.
Hour=3, Sec=2790, ControlIter=1, Element=Regulator.vreg2_b, Action= CHANGED -3 TAPS TO 1.0125.
Hour=3, Sec=2790, ControlIter=1, Element=Regulator.vreg2_a, Action= CHANGED -4 TAPS TO 1.01875.
Hour=3, Sec=2790, ControlIter=2, Element=Regulator.vreg4_a, Action= CHANGED -1 TAPS TO 1.025.
Hour=3, Sec=2790, ControlIter=2, Element=Regulator.vreg3_a, Action= CHANGED -1 TAPS TO 1.04375.
Hour=3, Sec=2790, ControlIter=3, Element=Capacitor.capbank2a, Action=**RESET**
Hour=3, Sec=2790, ControlIter=3, Element=Regulator.vreg2_a, Action= CHANGED 1 TAPS TO 1.025.
Hour=3, Sec=2910, ControlIter=1, Element=Regulator.vreg2_a, Action= CHANGED 1 TAPS TO 1.03125.
Hour=3, Sec=2940, ControlIter=1, Element=Regulator.vreg4_a, Action= CHANGED 1 TAPS TO 1.03125.
Hour=3, Sec=2940, ControlIter=1, Element=Regulator.vreg3_a, Action= CHANGED 1 TAPS TO 1.05.
Hour=3, Sec=2940, ControlIter=1, Element=Regulator.vreg2_b, Action= CHANGED 2 TAPS TO 1.025.
Hour=3, Sec=2940, ControlIter=1, Element=Regulator.vreg2_a, Action= CHANGED 2 TAPS TO 1.04375.
Hour=3, Sec=2970, ControlIter=1, Element=Regulator.vreg4_b, Action= CHANGED 1 TAPS TO 1.0375.
Hour=3, Sec=2970, ControlIter=1, Element=Regulator.vreg4_a, Action= CHANGED 1 TAPS TO 1.0375.
Hour=3, Sec=2970, ControlIter=1, Element=Regulator.vreg3_b, Action= CHANGED 1 TAPS TO 1.0375.
Hour=3, Sec=2970, ControlIter=1, Element=Regulator.vreg3_a, Action= CHANGED 1 TAPS TO 1.05625.
Hour=3, Sec=2970, ControlIter=1, Element=Regulator.vreg2_b, Action= CHANGED 1 TAPS TO 1.03125.
Hour=3, Sec=2970, ControlIter=1, Element=Regulator.vreg2_a, Action= CHANGED 1 TAPS TO 1.05.
Hour=3, Sec=2970, ControlIter=2, Element=Regulator.vreg3_a, Action= CHANGED 1 TAPS TO 1.0625.
Hour=3, Sec=2970, ControlIter=3, Element=Regulator.vreg2_a, Action= CHANGED -1 TAPS TO 1.04375.
Hour=3, Sec=3030, ControlIter=1, Element=Regulator.vreg4_b, Action= CHANGED 3 TAPS TO 1.05625.
Hour=3, Sec=3030, ControlIter=1, Element=Regulator.vreg4_a, Action= CHANGED 2 TAPS TO 1.05.
Hour=3, Sec=3030, ControlIter=1, Element=Regulator.vreg3_b, Action= CHANGED 2 TAPS TO 1.05.
Hour=3, Sec=3030, ControlIter=1, Element=Regulator.vreg3_a, Action= CHANGED 3 TAPS TO 1.08125.
Hour=3, Sec=3030, ControlIter=1, Element=Regulator.vreg2_b, Action= CHANGED 2 TAPS TO 1.04375.
Hour=3, Sec=3030, ControlIter=1, Element=Regulator.vreg2_a, Action= CHANGED 3 TAPS TO 1.0625.
Hour=3, Sec=3030, ControlIter=2, Element=Capacitor.capbank2c, Action=**ARMED**, DELAY= 102 SEC
Hour=3, Sec=3030, ControlIter=2, Element=Regulator.vreg4_a, Action= CHANGED 1 TAPS TO 1.05625.
Hour=3, Sec=3030, ControlIter=2, Element=Regulator.vreg2_b, Action= CHANGED -1 TAPS TO 1.0375.
Hour=3, Sec=3030, ControlIter=2, Element=Regulator.vreg2_a, Action= CHANGED -1 TAPS TO 1.05625.
Hour=3, Sec=3030, ControlIter=3, Element=Capacitor.capbank2c, Action=**CLOSED**
Hour=3, Sec=3030, ControlIter=4, Element=Regulator.vreg4_b, Action= CHANGED 1 TAPS TO 1.0625.
Hour=3, Sec=3030, ControlIter=4, Element=Regulator.vreg3_a, Action= CHANGED 1 TAPS TO 1.0875.
Hour=3, Sec=3030, ControlIter=5, Element=Regulator.vreg2_a, Action= CHANGED -1 TAPS TO 1.05.
Hour=3, Sec=3060, ControlIter=1, Element=Capacitor.capbank2c, Action=**ARMED**, DELAY= 102 SEC
Hour=3, Sec=3060, ControlIter=1, Element=Regulator.vreg4_b, Action= CHANGED -2 TAPS TO 1.05.
Hour=3, Sec=3060, ControlIter=1, Element=Regulator.vreg4_a, Action= CHANGED -1 TAPS TO 1.05.
Hour=3, Sec=3060, ControlIter=1, Element=Regulator.vreg3_a, Action= CHANGED -2 TAPS TO 1.075.
Hour=3, Sec=3060, ControlIter=1, Element=Regulator.vreg2_b, Action= CHANGED -2 TAPS TO 1.025.
Hour=3, Sec=3060, ControlIter=1, Element=Regulator.vreg2_a, Action= CHANGED -4 TAPS TO 1.025.
Hour=3, Sec=3060, ControlIter=2, Element=Regulator.vreg3_c, Action= CHANGED -1 TAPS TO 0.99375.
Hour=3, Sec=3060, ControlIter=2, Element=Regulator.vreg2_c, Action= CHANGED -1 TAPS TO 1.
Hour=3, Sec=3060, ControlIter=3, Element=Capacitor.capbank2c, Action=**OPENED**
Hour=3, Sec=3060, ControlIter=4, Element=Regulator.vreg3_c, Action= CHANGED 1 TAPS TO 1.
Hour=3, Sec=3060, ControlIter=4, Element=Regulator.vreg3_b, Action= CHANGED -1 TAPS TO 1.04375.
Hour=3, Sec=3060, ControlIter=4, Element=Regulator.vreg2_c, Action= CHANGED 2 TAPS TO 1.0125.
Hour=3, Sec=3060, ControlIter=4, Element=Regulator.vreg2_b, Action= CHANGED -1 TAPS TO 1.01875.
Hour=3, Sec=3090, ControlIter=1, Element=Regulator.vreg4_b, Action= CHANGED -2 TAPS TO 1.0375.
Hour=3, Sec=3090, ControlIter=1, Element=Regulator.vreg4_a, Action= CHANGED -2 TAPS TO 1.0375.
Hour=3, Sec=3090, ControlIter=1, Element=Regulator.vreg3_b, Action= CHANGED -1 TAPS TO 1.0375.
Hour=3, Sec=3090, ControlIter=1, Element=Regulator.vreg3_a, Action= CHANGED -3 TAPS TO 1.05625.
Hour=3, Sec=3090, ControlIter=1, Element=Regulator.vreg2_c, Action= CHANGED -1 TAPS TO 1.00625.
Hour=3, Sec=3090, ControlIter=1, Element=Regulator.vreg2_b, Action= CHANGED -1 TAPS TO 1.0125.
Hour=3, Sec=3090, ControlIter=1, Element=Regulator.vreg2_a, Action= CHANGED -2 TAPS TO 1.0125.
Hour=3, Sec=3090, ControlIter=2, Element=Regulator.vreg4_a, Action= CHANGED -1 TAPS TO 1.03125.
Hour=3, Sec=3090, ControlIter=2, Element=Regulator.vreg2_a, Action= CHANGED 1 TAPS TO 1.01875.
Hour=3, Sec=3120, ControlIter=1, Element=Regulator.vreg4_b, Action= CHANGED 2 TAPS TO 1.05.
Hour=3, Sec=3120, ControlIter=1, Element=Regulator.vreg4_a, Action= CHANGED 3 TAPS TO 1.05.
Hour=3, Sec=3120, ControlIter=1, Element=Regulator.vreg3_b, Action= CHANGED 2 TAPS TO 1.05.
Hour=3, Sec=3120, ControlIter=1, Element=Regulator.vreg3_a, Action= CHANGED 4 TAPS TO 1.08125.
Hour=3, Sec=3120, ControlIter=1, Element=Regulator.vreg2_b, Action= CHANGED 3 TAPS TO 1.03125.
Hour=3, Sec=3120, ControlIter=1, Element=Regulator.vreg2_a, Action= CHANGED 7 TAPS TO 1.0625.
Hour=3, Sec=3120, ControlIter=2, Element=Regulator.vreg4_b, Action= CHANGED 1 TAPS TO 1.05625.
Hour=3, Sec=3120, ControlIter=2, Element=Regulator.vreg2_a, Action= CHANGED -2 TAPS TO 1.05.
Hour=3, Sec=3150, ControlIter=1, Element=Capacitor.capbank2c, Action=**ARMED**, DELAY= 312 SEC
Hour=3, Sec=3150, ControlIter=1, Element=Regulator.vreg4_c, Action= CHANGED 1 TAPS TO 1.03125.
Hour=3, Sec=3150, ControlIter=1, Element=Regulator.vreg4_b, Action= CHANGED 1 TAPS TO 1.0625.
Hour=3, Sec=3150, ControlIter=1, Element=Regulator.vreg4_a, Action= CHANGED 2 TAPS TO 1.0625.
Hour=3, Sec=3150, ControlIter=1, Element=Regulator.vreg3_b, Action= CHANGED 1 TAPS TO 1.05625.
Hour=3, Sec=3150, ControlIter=1, Element=Regulator.vreg3_a, Action= CHANGED 2 TAPS TO 1.09375.
Hour=3, Sec=3150, ControlIter=1, Element=Regulator.vreg2_b, Action= CHANGED 1 TAPS TO 1.0375.
Hour=3, Sec=3150, ControlIter=1, Element=Regulator.vreg2_a, Action= CHANGED 1 TAPS TO 1.05625.
Hour=3, Sec=3150, ControlIter=2, Element=Regulator.vreg2_c, Action= CHANGED 1 TAPS TO 1.0125.
Hour=3, Sec=3150, ControlIter=2, Element=Regulator.vreg2_a, Action= CHANGED -1 TAPS TO 1.05.
Hour=3, Sec=3150, ControlIter=3, Element=Capacitor.capbank2c, Action=**CLOSED**
Hour=3, Sec=3150, ControlIter=4, Element=Regulator.vreg4_c, Action= CHANGED -1 TAPS TO 1.025.
Hour=3, Sec=3150, ControlIter=4, Element=Regulator.vreg4_b, Action= CHANGED 1 TAPS TO 1.06875.
Hour=3, Sec=3150, ControlIter=4, Element=Regulator.vreg2_c, Action= CHANGED -1 TAPS TO 1.00625.
Hour=3, Sec=3270, ControlIter=1, Element=Capacitor.capbank2c, Action=**ARMED**, DELAY= 102 SEC
Hour=3, Sec=3270, ControlIter=1, Element=Regulator.vreg4_b, Action= CHANGED -1 TAPS TO 1.0625.
Hour=3, Sec=3270, ControlIter=1, Element=Regulator.vreg4_a, Action= CHANGED -1 TAPS TO 1.05625.
Hour=3, Sec=3270, ControlIter=1, Element=Regulator.vreg3_a, Action= CHANGED -2 TAPS TO 1.08125.
Hour=3, Sec=3270, ControlIter=1, Element=Regulator.vreg2_b, Action= CHANGED -2 TAPS TO 1.025.
Hour=3, Sec=3270, ControlIter=1, Element=Regulator.vreg2_a, Action= CHANGED -2 TAPS TO 1.0375.
Hour=3, Sec=3270, ControlIter=2, Element=Capacitor.capbank2c, Action=**OPENED**
Hour=3, Sec=3300, ControlIter=1, Element=Regulator.vreg4_b, Action= CHANGED -2 TAPS TO 1.05.
Hour=3, Sec=3300, ControlIter=1, Element=Regulator.vreg4_a, Action= CHANGED -1 TAPS TO 1.05.
Hour=3, Sec=3300, ControlIter=1, Element=Regulator.vreg3_b, Action= CHANGED -1 TAPS TO 1.05.
Hour=3, Sec=3300, ControlIter=1, Element=Regulator.vreg3_a, Action= CHANGED -1 TAPS TO 1.075.
Hour=3, Sec=3300, ControlIter=1, Element=Regulator.vreg2_b, Action= CHANGED -2 TAPS TO 1.0125.
Hour=3, Sec=3300, ControlIter=1, Element=Regulator.vreg2_a, Action= CHANGED -1 TAPS TO 1.03125.
Hour=3, Sec=3330, ControlIter=1, Element=Capacitor.capbank2c, Action=**ARMED**, DELAY= 342 SEC
Hour=3, Sec=3330, ControlIter=1, Element=Regulator.vreg4_b, Action= CHANGED 2 TAPS TO 1.0625.
Hour=3, Sec=3330, ControlIter=1, Element=Regulator.vreg4_a, Action= CHANGED 1 TAPS TO 1.05625.
Hour=3, Sec=3330, ControlIter=1, Element=Regulator.vreg3_b, Action= CHANGED 1 TAPS TO 1.05625.
Hour=3, Sec=3330, ControlIter=1, Element=Regulator.vreg3_a, Action= CHANGED 2 TAPS TO 1.0875.
Hour=3, Sec=3330, ControlIter=1, Element=Regulator.vreg2_b, Action= CHANGED 2 TAPS TO 1.025.
Hour=3, Sec=3330, ControlIter=1, Element=Regulator.vreg2_a, Action= CHANGED 4 TAPS TO 1.05625.
Hour=3, Sec=3330, ControlIter=2, Element=Regulator.vreg4_c, Action= CHANGED 1 TAPS TO 1.03125.
Hour=3, Sec=3330, ControlIter=2, Element=Regulator.vreg2_c, Action= CHANGED 1 TAPS TO 1.0125.
Hour=3, Sec=3330, ControlIter=3, Element=Capacitor.capbank2c, Action=**CLOSED**
Hour=3, Sec=3330, ControlIter=4, Element=Regulator.vreg4_c, Action= CHANGED -1 TAPS TO 1.025.
Hour=3, Sec=3330, ControlIter=4, Element=Regulator.vreg2_c, Action= CHANGED -1 TAPS TO 1.00625.
Hour=3, Sec=3390, ControlIter=1, Element=Capacitor.capbank2c, Action=**ARMED**, DELAY= 102 SEC
Hour=3, Sec=3390, ControlIter=1, Element=Regulator.vreg2_a, Action= CHANGED -2 TAPS TO 1.04375.
Hour=3, Sec=3390, ControlIter=2, Element=Regulator.vreg2_a, Action= CHANGED -1 TAPS TO 1.0375.
Hour=3, Sec=3390, ControlIter=3, Element=Capacitor.capbank2c, Action=**OPENED**
Hour=3, Sec=3390, ControlIter=4, Element=Regulator.vreg3_a, Action= CHANGED -1 TAPS TO 1.08125.
Hour=3, Sec=3420, ControlIter=1, Element=Regulator.vreg4_b, Action= CHANGED -2 TAPS TO 1.05.
Hour=3, Sec=3420, ControlIter=1, Element=Regulator.vreg4_a, Action= CHANGED -2 TAPS TO 1.04375.
Hour=3, Sec=3420, ControlIter=1, Element=Regulator.vreg3_b, Action= CHANGED -2 TAPS TO 1.04375.
Hour=3, Sec=3420, ControlIter=1, Element=Regulator.vreg3_a, Action= CHANGED -2 TAPS TO 1.06875.
Hour=3, Sec=3420, ControlIter=1, Element=Regulator.vreg2_b, Action= CHANGED -2 TAPS TO 1.0125.
Hour=3, Sec=3420, ControlIter=1, Element=Regulator.vreg2_a, Action= CHANGED -2 TAPS TO 1.025.
Hour=3, Sec=3420, ControlIter=2, Element=Regulator.vreg4_b, Action= CHANGED -1 TAPS TO 1.04375.
Hour=3, Sec=3420, ControlIter=2, Element=Regulator.vreg3_a, Action= CHANGED -1 TAPS TO 1.0625.
Hour=3, Sec=3420, ControlIter=3, Element=Regulator.vreg2_a, Action= CHANGED 1 TAPS TO 1.03125.
Hour=3, Sec=3450, ControlIter=1, Element=Capacitor.capbank2a, Action=**ARMED**, DELAY= 100 SEC
Hour=3, Sec=3450, ControlIter=1, Element=Regulator.vreg4_b, Action= CHANGED -2 TAPS TO 1.03125.
Hour=3, Sec=3450, ControlIter=1, Element=Regulator.vreg4_a, Action= CHANGED -2 TAPS TO 1.03125.
Hour=3, Sec=3450, ControlIter=1, Element=Regulator.vreg3_b, Action= CHANGED -2 TAPS TO 1.03125.
Hour=3, Sec=3450, ControlIter=1, Element=Regulator.vreg3_a, Action= CHANGED -2 TAPS TO 1.05.
Hour=3, Sec=3450, ControlIter=1, Element=Regulator.vreg2_b, Action= CHANGED -1 TAPS TO 1.00625.
Hour=3, Sec=3450, ControlIter=1, Element=Regulator.vreg2_a, Action= CHANGED -2 TAPS TO 1.01875.
Hour=3, Sec=3450, ControlIter=2, Element=Capacitor.capbank2a, Action=**RESET**
Hour=3, Sec=3450, ControlIter=2, Element=Regulator.vreg2_b, Action= CHANGED 1 TAPS TO 1.0125.
Hour=3, Sec=3510, ControlIter=1, Element=Regulator.vreg2_b, Action= CHANGED 2 TAPS TO 1.025.
Hour=3, Sec=3510, ControlIter=1, Element=Regulator.vreg2_a, Action= CHANGED 2 TAPS TO 1.03125.
Hour=3, Sec=3510, ControlIter=2, Element=Regulator.vreg2_a, Action= CHANGED 1 TAPS TO 1.0375.
Hour=3, Sec=3540, ControlIter=1, Element=Capacitor.capbank2a, Action=**ARMED**, DELAY= 100 SEC
Hour=3, Sec=3540, ControlIter=1, Element=Regulator.vreg4_b, Action= CHANGED -1 TAPS TO 1.025.
Hour=3, Sec=3540, ControlIter=1, Element=Regulator.vreg4_a, Action= CHANGED -1 TAPS TO 1.025.
Hour=3, Sec=3540, ControlIter=1, Element=Regulator.vreg3_a, Action= CHANGED -1 TAPS TO 1.04375.
Hour=3, Sec=3540, ControlIter=1, Element=Regulator.vreg2_c, Action= CHANGED -1 TAPS TO 1.
Hour=3, Sec=3540, ControlIter=1, Element=Regulator.vreg2_b, Action= CHANGED -1 TAPS TO 1.01875.
Hour=3, Sec=3540, ControlIter=1, Element=Regulator.vreg2_a, Action= CHANGED -2 TAPS TO 1.025.
Hour=3, Sec=3540, ControlIter=1, Element=Regulator.feeder_rega, Action= CHANGED -1 TAPS TO 1.00625.
Hour=3, Sec=3540, ControlIter=2, Element=Capacitor.capbank2a, Action=**RESET**
Hour=3, Sec=3540, ControlIter=2, Element=Regulator.vreg3_b, Action= CHANGED -1 TAPS TO 1.025.
Hour=3, Sec=3540, ControlIter=2, Element=Regulator.vreg2_a, Action= CHANGED 1 TAPS TO 1.03125.
Hour=4, Sec=60, ControlIter=1, Element=Regulator.vreg4_a, Action= CHANGED 1 TAPS TO 1.03125.
Hour=4, Sec=60, ControlIter=1, Element=Regulator.vreg3_a, Action= CHANGED 2 TAPS TO 1.05625.
Hour=4, Sec=60, ControlIter=1, Element=Regulator.vreg2_b, Action= CHANGED 1 TAPS TO 1.025.
Hour=4, Sec=60, ControlIter=1, Element=Regulator.vreg2_a, Action= CHANGED 2 TAPS TO 1.04375.
Hour=4, Sec=90, ControlIter=1, Element=Regulator.vreg4_b, Action= CHANGED 2 TAPS TO 1.0375.
Hour=4, Sec=90, ControlIter=1, Element=Regulator.vreg4_a, Action= CHANGED 2 TAPS TO 1.04375.
Hour=4, Sec=90, ControlIter=1, Element=Regulator.vreg3_b, Action= CHANGED 1 TAPS TO 1.03125.
Hour=4, Sec=90, ControlIter=1, Element=Regulator.vreg3_a, Action= CHANGED 1 TAPS TO 1.0625.
Hour=4, Sec=90, ControlIter=1, Element=Regulator.vreg2_b, Action= CHANGED 1 TAPS TO 1.03125.
Hour=4, Sec=90, ControlIter=1, Element=Regulator.vreg2_a, Action= CHANGED 1 TAPS TO 1.05.
Hour=4, Sec=120, ControlIter=1, Element=Capacitor.capbank2a, Action=**ARMED**, DELAY= 100 SEC
Hour=4, Sec=120, ControlIter=1, Element=Regulator.vreg4_b, Action= CHANGED -2 TAPS TO 1.025.
Hour=4, Sec=120, ControlIter=1, Element=Regulator.vreg4_a, Action= CHANGED -2 TAPS TO 1.03125.
Hour=4, Sec=120, ControlIter=1, Element=Regulator.vreg3_a, Action= CHANGED -1 TAPS TO 1.05625.
Hour=4, Sec=120, ControlIter=1, Element=Regulator.vreg2_b, Action= CHANGED -2 TAPS TO 1.01875.
Hour=4, Sec=120, ControlIter=1, Element=Regulator.vreg2_a, Action= CHANGED -4 TAPS TO 1.025.
Hour=4, Sec=120, ControlIter=2, Element=Capacitor.capbank2a, Action=**RESET**
Hour=4, Sec=120, ControlIter=2, Element=Regulator.vreg3_a, Action= CHANGED -1 TAPS TO 1.05.
Hour=4, Sec=180, ControlIter=1, Element=Regulator.vreg3_a, Action= CHANGED 1 TAPS TO 1.05625.
Hour=4, Sec=180, ControlIter=1, Element=Regulator.vreg2_a, Action= CHANGED 2 TAPS TO 1.0375.
Hour=4, Sec=210, ControlIter=1, Element=Regulator.vreg2_a, Action= CHANGED -1 TAPS TO 1.03125.
Hour=4, Sec=240, ControlIter=1, Element=Regulator.vreg4_b, Action= CHANGED 2 TAPS TO 1.0375.
Hour=4, Sec=240, ControlIter=1, Element=Regulator.vreg4_a, Action= CHANGED 2 TAPS TO 1.04375.
Hour=4, Sec=240, ControlIter=1, Element=Regulator.vreg3_b, Action= CHANGED 2 TAPS TO 1.04375.
Hour=4, Sec=240, ControlIter=1, Element=Regulator.vreg3_a, Action= CHANGED 3 TAPS TO 1.075.
Hour=4, Sec=240, ControlIter=1, Element=Regulator.vreg2_b, Action= CHANGED 2 TAPS TO 1.03125.
Hour=4, Sec=240, ControlIter=1, Element=Regulator.vreg2_a, Action= CHANGED 4 TAPS TO 1.05625.
Hour=4, Sec=240, ControlIter=2, Element=Regulator.vreg4_b, Action= CHANGED 1 TAPS TO 1.04375.
Hour=4, Sec=240, ControlIter=2, Element=Regulator.vreg4_a, Action= CHANGED 1 TAPS TO 1.05.
Hour=4, Sec=240, ControlIter=2, Element=Regulator.vreg2_c, Action= CHANGED 1 TAPS TO 1.00625.
Hour=4, Sec=240, ControlIter=2, Element=Regulator.vreg2_a, Action= CHANGED -1 TAPS TO 1.05.
Hour=4, Sec=270, ControlIter=1, Element=Regulator.vreg4_b, Action= CHANGED 1 TAPS TO 1.05.
Hour=4, Sec=270, ControlIter=1, Element=Regulator.vreg4_a, Action= CHANGED 1 TAPS TO 1.05625.
Hour=4, Sec=270, ControlIter=1, Element=Regulator.vreg3_a, Action= CHANGED 1 TAPS TO 1.08125.
Hour=4, Sec=270, ControlIter=1, Element=Regulator.vreg2_a, Action= CHANGED 1 TAPS TO 1.05625.
Hour=4, Sec=300, ControlIter=1, Element=Capacitor.capbank2c, Action=**ARMED**, DELAY= 102 SEC
Hour=4, Sec=300, ControlIter=1, Element=Regulator.vreg4_c, Action= CHANGED 1 TAPS TO 1.03125.
Hour=4, Sec=300, ControlIter=1, Element=Regulator.vreg4_b, Action= CHANGED 2 TAPS TO 1.0625.
Hour=4, Sec=300, ControlIter=1, Element=Regulator.vreg4_a, Action= CHANGED 2 TAPS TO 1.06875.
Hour=4, Sec=300, ControlIter=1, Element=Regulator.vreg3_b, Action= CHANGED 1 TAPS TO 1.05.
Hour=4, Sec=300, ControlIter=1, Element=Regulator.vreg3_a, Action= CHANGED 2 TAPS TO 1.09375.
Hour=4, Sec=300, ControlIter=1, Element=Regulator.vreg2_b, Action= CHANGED 1 TAPS TO 1.0375.
Hour=4, Sec=300, ControlIter=1, Element=Regulator.vreg2_a, Action= CHANGED 2 TAPS TO 1.06875.
Hour=4, Sec=300, ControlIter=1, Element=Regulator.feeder_rega, Action= CHANGED 1 TAPS TO 1.0125.
Hour=4, Sec=300, ControlIter=2, Element=Regulator.vreg3_b, Action= CHANGED 1 TAPS TO 1.05625.
Hour=4, Sec=300, ControlIter=2, Element=Regulator.vreg2_c, Action= CHANGED 1 TAPS TO 1.0125.
Hour=4, Sec=300, ControlIter=2, Element=Regulator.vreg2_a, Action= CHANGED -3 TAPS TO 1.05.
Hour=4, Sec=300, ControlIter=3, Element=Capacitor.capbank2c, Action=**CLOSED**
Hour=4, Sec=300, ControlIter=4, Element=Regulator.vreg4_c, Action= CHANGED -1 TAPS TO 1.025.
Hour=4, Sec=300, ControlIter=4, Element=Regulator.vreg2_c, Action= CHANGED -1 TAPS TO 1.00625.
Hour=4, Sec=390, ControlIter=1, Element=Regulator.vreg4_a, Action= CHANGED -1 TAPS TO 1.0625.
Hour=4, Sec=390, ControlIter=1, Element=Regulator.vreg2_b, Action= CHANGED -1 TAPS TO 1.03125.
Hour=4, Sec=390, ControlIter=1, Element=Regulator.vreg2_a, Action= CHANGED -1 TAPS TO 1.04375.
Hour=4, Sec=420, ControlIter=1, Element=Regulator.vreg3_a, Action= CHANGED -1 TAPS TO 1.0875.
Hour=4, Sec=420, ControlIter=1, Element=Regulator.vreg2_a, Action= CHANGED -1 TAPS TO 1.0375.
Hour=4, Sec=450, ControlIter=1, Element=Capacitor.capbank2c, Action=**ARMED**, DELAY= 102 SEC
Hour=4, Sec=450, ControlIter=1, Element=Regulator.vreg4_c, Action= CHANGED -1 TAPS TO 1.01875.
Hour=4, Sec=450, ControlIter=1, Element=Regulator.vreg4_b, Action= CHANGED -2 TAPS TO 1.05.
Hour=4, Sec=450, ControlIter=1, Element=Regulator.vreg4_a, Action= CHANGED -3 TAPS TO 1.04375.
Hour=4, Sec=450, ControlIter=1, Element=Regulator.vreg3_c, Action= CHANGED -1 TAPS TO 0.99375.
Hour=4, Sec=450, ControlIter=1, Element=Regulator.vreg3_b, Action= CHANGED -2 TAPS TO 1.04375.
Hour=4, Sec=450, ControlIter=1, Element=Regulator.vreg3_a, Action= CHANGED -3 TAPS TO 1.06875.
Hour=4, Sec=450, ControlIter=1, Element=Regulator.vreg2_c, Action= CHANGED -1 TAPS TO 1.
Hour=4, Sec=450, ControlIter=1, Element=Regulator.vreg2_b, Action= CHANGED -3 TAPS TO 1.0125.
Hour=4, Sec=450, ControlIter=1, Element=Regulator.vreg2_a, Action= CHANGED -4 TAPS TO 1.0125.
Hour=4, Sec=450, ControlIter=1, Element=Regulator.feeder_regc, Action= CHANGED -1 TAPS TO 1.00625.
Hour=4, Sec=450, ControlIter=2, Element=Regulator.vreg4_b, Action= CHANGED -1 TAPS TO 1.04375.
Hour=4, Sec=450, ControlIter=2, Element=Regulator.vreg4_a, Action= CHANGED -1 TAPS TO 1.0375.
Hour=4, Sec=450, ControlIter=2, Element=Regulator.vreg3_a, Action= CHANGED -1 TAPS TO 1.0625.
Hour=4, Sec=450, ControlIter=2, Element=Regulator.vreg2_c, Action= CHANGED 1 TAPS TO 1.00625.
Hour=4, Sec=450, ControlIter=2, Element=Regulator.vreg2_a, Action= CHANGED 1 TAPS TO 1.01875.
Hour=4, Sec=450, ControlIter=3, Element=Regulator.vreg2_a, Action= CHANGED 1 TAPS TO 1.025.
Hour=4, Sec=450, ControlIter=4, Element=Capacitor.capbank2c, Action=**OPENED**
Hour=4, Sec=450, ControlIter=5, Element=Regulator.vreg4_c, Action= CHANGED 1 TAPS TO 1.025.
Hour=4, Sec=450, ControlIter=5, Element=Regulator.vreg3_c, Action= CHANGED 1 TAPS TO 1.
Hour=4, Sec=450, ControlIter=5, Element=Regulator.vreg3_b, Action= CHANGED -1 TAPS TO 1.0375.
Hour=4, Sec=450, ControlIter=5, Element=Regulator.vreg2_c, Action= CHANGED 2 TAPS TO 1.01875.
Hour=4, Sec=450, ControlIter=6, Element=Regulator.vreg2_b, Action= CHANGED 1 TAPS TO 1.01875.
Hour=4, Sec=480, ControlIter=1, Element=Regulator.vreg4_c, Action= CHANGED 1 TAPS TO 1.03125.
Hour=4, Sec=510, ControlIter=1, Element=Regulator.vreg4_b, Action= CHANGED -1 TAPS TO 1.0375.
Hour=4, Sec=510, ControlIter=1, Element=Regulator.vreg4_a, Action= CHANGED -1 TAPS TO 1.03125.
Hour=4, Sec=510, ControlIter=1, Element=Regulator.vreg3_a, Action= CHANGED -1 TAPS TO 1.05625.
Hour=4, Sec=510, ControlIter=1, Element=Regulator.vreg2_a, Action= CHANGED -1 TAPS TO 1.01875.
Hour=4, Sec=510, ControlIter=2, Element=Regulator.vreg2_c, Action= CHANGED -1 TAPS TO 1.0125.
Hour=4, Sec=540, ControlIter=1, Element=Capacitor.capbank2a, Action=**ARMED**, DELAY= 100 SEC
Hour=4, Sec=540, ControlIter=1, Element=Regulator.vreg4_b, Action= CHANGED -2 TAPS TO 1.025.
Hour=4, Sec=540, ControlIter=1, Element=Regulator.vreg4_a, Action= CHANGED -1 TAPS TO 1.025.
Hour=4, Sec=540, ControlIter=1, Element=Regulator.vreg3_b, Action= CHANGED -2 TAPS TO 1.025.
Hour=4, Sec=540, ControlIter=1, Element=Regulator.vreg3_a, Action= CHANGED -2 TAPS TO 1.04375.
Hour=4, Sec=540, ControlIter=1, Element=Regulator.vreg2_b, Action= CHANGED -1 TAPS TO 1.0125.
Hour=4, Sec=540, ControlIter=1, Element=Regulator.vreg2_a, Action= CHANGED -1 TAPS TO 1.0125.
Hour=4, Sec=540, ControlIter=1, Element=Regulator.feeder_rega, Action= CHANGED -1 TAPS TO 1.00625.
Hour=4, Sec=540, ControlIter=2, Element=Capacitor.capbank2a, Action=**RESET**
Hour=4, Sec=540, ControlIter=2, Element=Regulator.vreg2_a, Action= CHANGED 2 TAPS TO 1.025.
Hour=4, Sec=660, ControlIter=1, Element=Regulator.vreg4_a, Action= CHANGED 1 TAPS TO 1.03125.
Hour=4, Sec=660, ControlIter=1, Element=Regulator.vreg3_a, Action= CHANGED 1 TAPS TO 1.05.
Hour=4, Sec=660, ControlIter=1, Element=Regulator.vreg2_b, Action= CHANGED 1 TAPS TO 1.01875.
Hour=4, Sec=660, ControlIter=1, Element=Regulator.vreg2_a, Action= CHANGED 2 TAPS TO 1.0375.
Hour=4, Sec=690, ControlIter=1, Element=Regulator.vreg4_b, Action= CHANGED 4 TAPS TO 1.05.
Hour=4, Sec=690, ControlIter=1, Element=Regulator.vreg4_a, Action= CHANGED 4 TAPS TO 1.05625.
Hour=4, Sec=690, ControlIter=1, Element=Regulator.vreg3_c, Action= CHANGED 1 TAPS TO 1.00625.
Hour=4, Sec=690, ControlIter=1, Element=Regulator.vreg3_b, Action= CHANGED 3 TAPS TO 1.04375.
Hour=4, Sec=690, ControlIter=1, Element=Regulator.vreg3_a, Action= CHANGED 5 TAPS TO 1.08125.
Hour=4, Sec=690, ControlIter=1, Element=Regulator.vreg2_b, Action= CHANGED 4 TAPS TO 1.04375.
Hour=4, Sec=690, ControlIter=1, Element=Regulator.vreg2_a, Action= CHANGED 7 TAPS TO 1.08125.
Hour=4, Sec=690, ControlIter=1, Element=Regulator.feeder_rega, Action= CHANGED 1 TAPS TO 1.0125.
Hour=4, Sec=690, ControlIter=2, Element=Capacitor.capbank2c, Action=**ARMED**, DELAY= 162 SEC
Hour=4, Sec=690, ControlIter=2, Element=Regulator.vreg4_c, Action= CHANGED 1 TAPS TO 1.0375.
Hour=4, Sec=690, ControlIter=2, Element=Regulator.vreg4_b, Action= CHANGED 1 TAPS TO 1.05625.
Hour=4, Sec=690, ControlIter=2, Element=Regulator.vreg3_b, Action= CHANGED 1 TAPS TO 1.05.
Hour=4, Sec=690, ControlIter=2, Element=Regulator.vreg2_a, Action= CHANGED -4 TAPS TO 1.05625.
Hour=4, Sec=690, ControlIter=3, Element=Capacitor.capbank2c, Action=**RESET**
Hour=4, Sec=690, ControlIter=3, Element=Regulator.vreg2_b, Action= CHANGED -1 TAPS TO 1.0375.
Hour=4, Sec=690, ControlIter=3, Element=Regulator.vreg2_a, Action= CHANGED -1 TAPS TO 1.05.
Hour=4, Sec=720, ControlIter=1, Element=Regulator.vreg2_b, Action= CHANGED -1 TAPS TO 1.03125.
Hour=4, Sec=720, ControlIter=1, Element=Regulator.vreg2_a, Action= CHANGED -1 TAPS TO 1.04375.
Hour=4, Sec=750, ControlIter=1, Element=Regulator.vreg4_b, Action= CHANGED -1 TAPS TO 1.05.
Hour=4, Sec=750, ControlIter=1, Element=Regulator.vreg4_a, Action= CHANGED -1 TAPS TO 1.05.
Hour=4, Sec=750, ControlIter=1, Element=Regulator.vreg3_a, Action= CHANGED -2 TAPS TO 1.06875.
Hour=4, Sec=750, ControlIter=1, Element=Regulator.vreg2_b, Action= CHANGED -1 TAPS TO 1.025.
Hour=4, Sec=750, ControlIter=1, Element=Regulator.vreg2_a, Action= CHANGED -2 TAPS TO 1.03125.
Hour=4, Sec=750, ControlIter=2, Element=Regulator.vreg2_b, Action= CHANGED -1 TAPS TO 1.01875.
Hour=4, Sec=780, ControlIter=1, Element=Regulator.vreg3_a, Action= CHANGED 1 TAPS TO 1.075.
Hour=4, Sec=780, ControlIter=1, Element=Regulator.vreg2_b, Action= CHANGED 1 TAPS TO 1.025.
Hour=4, Sec=780, ControlIter=1, Element=Regulator.vreg2_a, Action= CHANGED 2 TAPS TO 1.04375.
Hour=4, Sec=810, ControlIter=1, Element=Regulator.vreg4_b, Action= CHANGED 1 TAPS TO 1.05625.
Hour=4, Sec=810, ControlIter=1, Element=Regulator.vreg3_a, Action= CHANGED 1 TAPS TO 1.08125.
Hour=4, Sec=810, ControlIter=1, Element=Regulator.vreg2_a, Action= CHANGED 1 TAPS TO 1.05.
Hour=4, Sec=870, ControlIter=1, Element=Regulator.vreg2_a, Action= CHANGED -1 TAPS TO 1.04375.
Hour=4, Sec=900, ControlIter=1, Element=Regulator.vreg4_c, Action= CHANGED -1 TAPS TO 1.03125.
Hour=4, Sec=900, ControlIter=1, Element=Regulator.vreg4_b, Action= CHANGED -3 TAPS TO 1.0375.
Hour=4, Sec=900, ControlIter=1, Element=Regulator.vreg4_a, Action= CHANGED -2 TAPS TO 1.0375.
Hour=4, Sec=900, ControlIter=1, Element=Regulator.vreg3_b, Action= CHANGED -2 TAPS TO 1.0375.
Hour=4, Sec=900, ControlIter=1, Element=Regulator.vreg3_a, Action= CHANGED -4 TAPS TO 1.05625.
Hour=4, Sec=900, ControlIter=1, Element=Regulator.vreg2_c, Action= CHANGED -1 TAPS TO 1.00625.
Hour=4, Sec=900, ControlIter=1, Element=Regulator.vreg2_b, Action= CHANGED -3 TAPS TO 1.00625.
Hour=4, Sec=900, ControlIter=1, Element=Regulator.vreg2_a, Action= CHANGED -5 TAPS TO 1.0125.
Hour=4, Sec=900, ControlIter=2, Element=Regulator.vreg4_b, Action= CHANGED -1 TAPS TO 1.03125.
Hour=4, Sec=900, ControlIter=2, Element=Regulator.vreg4_a, Action= CHANGED -1 TAPS TO 1.03125.
Hour=4, Sec=900, ControlIter=2, Element=Regulator.vreg3_b, Action= CHANGED -1 TAPS TO 1.03125.
Hour=4, Sec=900, ControlIter=2, Element=Regulator.vreg3_a, Action= CHANGED -1 TAPS TO 1.05.
Hour=4, Sec=900, ControlIter=3, Element=Regulator.vreg2_b, Action= CHANGED 1 TAPS TO 1.0125.
Hour=4, Sec=900, ControlIter=3, Element=Regulator.vreg2_a, Action= CHANGED 1 TAPS TO 1.01875.
Hour=4, Sec=930, ControlIter=1, Element=Capacitor.capbank2a, Action=**ARMED**, DELAY= 100 SEC
Hour=4, Sec=930, ControlIter=1, Element=Regulator.vreg4_b, Action= CHANGED -1 TAPS TO 1.025.
Hour=4, Sec=930, ControlIter=1, Element=Regulator.vreg4_a, Action= CHANGED -1 TAPS TO 1.025.
Hour=4, Sec=930, ControlIter=1, Element=Regulator.vreg3_b, Action= CHANGED -1 TAPS TO 1.025.
Hour=4, Sec=930, ControlIter=1, Element=Regulator.vreg3_a, Action= CHANGED -1 TAPS TO 1.04375.
Hour=4, Sec=930, ControlIter=1, Element=Regulator.feeder_rega, Action= CHANGED -1 TAPS TO 1.00625.
Hour=4, Sec=930, ControlIter=2, Element=Capacitor.capbank2a, Action=**RESET**
Hour=4, Sec=930, ControlIter=2, Element=Regulator.vreg2_c, Action= CHANGED -1 TAPS TO 1.
Hour=4, Sec=930, ControlIter=2, Element=Regulator.vreg2_a, Action= CHANGED 1 TAPS TO 1.025.
Hour=4, Sec=990, ControlIter=1, Element=Regulator.vreg2_b, Action= CHANGED 1 TAPS TO 1.01875.
Hour=4, Sec=990, ControlIter=1, Element=Regulator.vreg2_a, Action= CHANGED 1 TAPS TO 1.03125.
Hour=4, Sec=990, ControlIter=2, Element=Regulator.vreg2_a, Action= CHANGED 1 TAPS TO 1.0375.
Hour=4, Sec=1500, ControlIter=1, Element=Regulator.vreg4_a, Action= CHANGED 1 TAPS TO 1.03125.
Hour=4, Sec=1500, ControlIter=1, Element=Regulator.vreg3_a, Action= CHANGED 1 TAPS TO 1.05.
Hour=4, Sec=1530, ControlIter=1, Element=Regulator.vreg4_b, Action= CHANGED 2 TAPS TO 1.0375.
Hour=4, Sec=1530, ControlIter=1, Element=Regulator.vreg4_a, Action= CHANGED 2 TAPS TO 1.04375.
Hour=4, Sec=1530, ControlIter=1, Element=Regulator.vreg3_b, Action= CHANGED 2 TAPS TO 1.0375.
Hour=4, Sec=1530, ControlIter=1, Element=Regulator.vreg3_a, Action= CHANGED 2 TAPS TO 1.0625.
Hour=4, Sec=1530, ControlIter=1, Element=Regulator.vreg2_b, Action= CHANGED 2 TAPS TO 1.03125.
Hour=4, Sec=1530, ControlIter=1, Element=Regulator.vreg2_a, Action= CHANGED 3 TAPS TO 1.05625.
Hour=4, Sec=1530, ControlIter=2, Element=Regulator.vreg3_a, Action= CHANGED 1 TAPS TO 1.06875.
Hour=4, Sec=1530, ControlIter=3, Element=Regulator.vreg2_c, Action= CHANGED 1 TAPS TO 1.00625.
Hour=4, Sec=1530, ControlIter=3, Element=Regulator.vreg2_a, Action= CHANGED -1 TAPS TO 1.05.
Hour=4, Sec=1590, ControlIter=1, Element=Regulator.vreg2_a, Action= CHANGED -1 TAPS TO 1.04375.
Hour=4, Sec=1620, ControlIter=1, Element=Regulator.vreg4_b, Action= CHANGED 2 TAPS TO 1.05.
Hour=4, Sec=1620, ControlIter=1, Element=Regulator.vreg4_a, Action= CHANGED 2 TAPS TO 1.05625.
Hour=4, Sec=1620, ControlIter=1, Element=Regulator.vreg3_b, Action= CHANGED 1 TAPS TO 1.04375.
Hour=4, Sec=1620, ControlIter=1, Element=Regulator.vreg3_a, Action= CHANGED 2 TAPS TO 1.08125.
Hour=4, Sec=1620, ControlIter=1, Element=Regulator.vreg2_a, Action= CHANGED 2 TAPS TO 1.05625.
Hour=4, Sec=1620, ControlIter=2, Element=Regulator.vreg2_a, Action= CHANGED -1 TAPS TO 1.05.
Hour=4, Sec=1650, ControlIter=1, Element=Capacitor.capbank2c, Action=**ARMED**, DELAY= 102 SEC
Hour=4, Sec=1650, ControlIter=1, Element=Regulator.vreg4_c, Action= CHANGED 1 TAPS TO 1.0375.
Hour=4, Sec=1650, ControlIter=1, Element=Regulator.vreg4_b, Action= CHANGED 1 TAPS TO 1.05625.
Hour=4, Sec=1650, ControlIter=1, Element=Regulator.vreg4_a, Action= CHANGED 1 TAPS TO 1.0625.
Hour=4, Sec=1650, ControlIter=1, Element=Regulator.vreg3_b, Action= CHANGED 1 TAPS TO 1.05.
Hour=4, Sec=1650, ControlIter=1, Element=Regulator.vreg3_a, Action= CHANGED 1 TAPS TO 1.0875.
Hour=4, Sec=1650, ControlIter=1, Element=Regulator.vreg2_a, Action= CHANGED 1 TAPS TO 1.05625.
Hour=4, Sec=1650, ControlIter=1, Element=Regulator.feeder_regc, Action= CHANGED 1 TAPS TO 1.0125.
Hour=4, Sec=1650, ControlIter=2, Element=Capacitor.capbank2c, Action=**RESET**
Hour=4, Sec=1650, ControlIter=2, Element=Regulator.vreg3_a, Action= CHANGED 1 TAPS TO 1.09375.
Hour=4, Sec=1650, ControlIter=3, Element=Regulator.vreg2_a, Action= CHANGED -1 TAPS TO 1.05.
Hour=4, Sec=1830, ControlIter=1, Element=Regulator.vreg2_a, Action= CHANGED -1 TAPS TO 1.04375.
Hour=4, Sec=1860, ControlIter=1, Element=Regulator.vreg4_c, Action= CHANGED -1 TAPS TO 1.03125.
Hour=4, Sec=1860, ControlIter=1, Element=Regulator.vreg4_b, Action= CHANGED -1 TAPS TO 1.05.
Hour=4, Sec=1860, ControlIter=1, Element=Regulator.vreg4_a, Action= CHANGED -1 TAPS TO 1.05625.
Hour=4, Sec=1860, ControlIter=1, Element=Regulator.vreg3_a, Action= CHANGED -2 TAPS TO 1.08125.
Hour=4, Sec=1860, ControlIter=1, Element=Regulator.vreg2_b, Action= CHANGED -1 TAPS TO 1.025.
Hour=4, Sec=1860, ControlIter=1, Element=Regulator.vreg2_a, Action= CHANGED -2 TAPS TO 1.03125.
Hour=4, Sec=1890, ControlIter=1, Element=Regulator.vreg3_a, Action= CHANGED 1 TAPS TO 1.0875.
Hour=4, Sec=1890, ControlIter=1, Element=Regulator.vreg2_a, Action= CHANGED 2 TAPS TO 1.04375.
Hour=4, Sec=1920, ControlIter=1, Element=Regulator.vreg2_a, Action= CHANGED -1 TAPS TO 1.0375.
Hour=4, Sec=2040, ControlIter=1, Element=Regulator.vreg4_c, Action= CHANGED -1 TAPS TO 1.025.
Hour=4, Sec=2040, ControlIter=1, Element=Regulator.vreg4_b, Action= CHANGED -2 TAPS TO 1.0375.
Hour=4, Sec=2040, ControlIter=1, Element=Regulator.vreg4_a, Action= CHANGED -2 TAPS TO 1.04375.
Hour=4, Sec=2040, ControlIter=1, Element=Regulator.vreg3_c, Action= CHANGED -1 TAPS TO 1.
Hour=4, Sec=2040, ControlIter=1, Element=Regulator.vreg3_b, Action= CHANGED -2 TAPS TO 1.0375.
Hour=4, Sec=2040, ControlIter=1, Element=Regulator.vreg3_a, Action= CHANGED -3 TAPS TO 1.06875.
Hour=4, Sec=2040, ControlIter=1, Element=Regulator.vreg2_c, Action= CHANGED -1 TAPS TO 1.
Hour=4, Sec=2040, ControlIter=1, Element=Regulator.vreg2_b, Action= CHANGED -2 TAPS TO 1.0125.
Hour=4, Sec=2040, ControlIter=1, Element=Regulator.vreg2_a, Action= CHANGED -4 TAPS TO 1.0125.
Hour=4, Sec=2040, ControlIter=2, Element=Regulator.vreg4_a, Action= CHANGED -1 TAPS TO 1.0375.
Hour=4, Sec=2040, ControlIter=2, Element=Regulator.vreg3_a, Action= CHANGED -1 TAPS TO 1.0625.
Hour=4, Sec=2040, ControlIter=3, Element=Regulator.vreg2_a, Action= CHANGED 2 TAPS TO 1.025.
Hour=4, Sec=2070, ControlIter=1, Element=Capacitor.capbank2a, Action=**ARMED**, DELAY= 100 SEC
Hour=4, Sec=2070, ControlIter=1, Element=Capacitor.capbank2b, Action=**ARMED**, DELAY= 101 SEC
Hour=4, Sec=2070, ControlIter=1, Element=Regulator.vreg4_b, Action= CHANGED -2 TAPS TO 1.025.
Hour=4, Sec=2070, ControlIter=1, Element=Regulator.vreg4_a, Action= CHANGED -1 TAPS TO 1.03125.
Hour=4, Sec=2070, ControlIter=1, Element=Regulator.vreg3_b, Action= CHANGED -2 TAPS TO 1.025.
Hour=4, Sec=2070, ControlIter=1, Element=Regulator.vreg3_a, Action= CHANGED -2 TAPS TO 1.05.
Hour=4, Sec=2070, ControlIter=1, Element=Regulator.vreg2_b, Action= CHANGED -1 TAPS TO 1.00625.
Hour=4, Sec=2070, ControlIter=1, Element=Regulator.vreg2_a, Action= CHANGED -2 TAPS TO 1.0125.
Hour=4, Sec=2070, ControlIter=2, Element=Capacitor.capbank2b, Action=**RESET**
Hour=4, Sec=2070, ControlIter=2, Element=Regulator.vreg2_b, Action= CHANGED 1 TAPS TO 1.0125.
Hour=4, Sec=2070, ControlIter=2, Element=Regulator.vreg2_a, Action= CHANGED 1 TAPS TO 1.01875.
Hour=4, Sec=2070, ControlIter=3, Element=Capacitor.capbank2a, Action=**OPENED**
Hour=4, Sec=2070, ControlIter=4, Element=Regulator.vreg4_c, Action= CHANGED -1 TAPS TO 1.01875.
Hour=4, Sec=2070, ControlIter=4, Element=Regulator.vreg3_c, Action= CHANGED -1 TAPS TO 0.99375.
Hour=4, Sec=2070, ControlIter=4, Element=Regulator.vreg2_a, Action= CHANGED 2 TAPS TO 1.03125.
Hour=4, Sec=2100, ControlIter=1, Element=Capacitor.capbank2a, Action=**ARMED**, DELAY= 370 SEC
Hour=4, Sec=2100, ControlIter=1, Element=Regulator.vreg4_a, Action= CHANGED 1 TAPS TO 1.0375.
Hour=4, Sec=2100, ControlIter=1, Element=Regulator.vreg3_a, Action= CHANGED 1 TAPS TO 1.05625.
Hour=4, Sec=2100, ControlIter=1, Element=Regulator.vreg2_a, Action= CHANGED 1 TAPS TO 1.0375.
Hour=4, Sec=2100, ControlIter=2, Element=Capacitor.capbank2a, Action=**RESET**
Hour=4, Sec=2160, ControlIter=1, Element=Regulator.vreg2_a, Action= CHANGED -1 TAPS TO 1.03125.
Hour=4, Sec=2670, ControlIter=1, Element=Capacitor.capbank2a, Action=**ARMED**, DELAY= 100 SEC
Hour=4, Sec=2670, ControlIter=1, Element=Regulator.vreg3_a, Action= CHANGED 1 TAPS TO 1.0625.
Hour=4, Sec=2670, ControlIter=1, Element=Regulator.vreg2_b, Action= CHANGED 1 TAPS TO 1.01875.
Hour=4, Sec=2670, ControlIter=1, Element=Regulator.vreg2_a, Action= CHANGED 1 TAPS TO 1.0375.
Hour=4, Sec=2670, ControlIter=2, Element=Capacitor.capbank2a, Action=**CLOSED**
Hour=4, Sec=2670, ControlIter=3, Element=Regulator.vreg3_a, Action= CHANGED -1 TAPS TO 1.05625.
Hour=4, Sec=2670, ControlIter=3, Element=Regulator.vreg2_a, Action= CHANGED -2 TAPS TO 1.025.
Hour=4, Sec=2700, ControlIter=1, Element=Regulator.vreg4_b, Action= CHANGED 1 TAPS TO 1.03125.
Hour=4, Sec=2700, ControlIter=1, Element=Regulator.vreg3_b, Action= CHANGED 1 TAPS TO 1.03125.
Hour=4, Sec=2700, ControlIter=1, Element=Regulator.vreg2_c, Action= CHANGED 1 TAPS TO 1.00625.
Hour=4, Sec=2700, ControlIter=1, Element=Regulator.vreg2_b, Action= CHANGED 1 TAPS TO 1.025.
Hour=4, Sec=2700, ControlIter=1, Element=Regulator.vreg2_a, Action= CHANGED 2 TAPS TO 1.0375.
Hour=4, Sec=2730, ControlIter=1, Element=Regulator.vreg4_b, Action= CHANGED -1 TAPS TO 1.025.
Hour=4, Sec=2730, ControlIter=1, Element=Regulator.vreg4_a, Action= CHANGED -1 TAPS TO 1.03125.
Hour=4, Sec=2730, ControlIter=1, Element=Regulator.vreg3_a, Action= CHANGED -1 TAPS TO 1.05.
Hour=4, Sec=2730, ControlIter=1, Element=Regulator.vreg2_b, Action= CHANGED -1 TAPS TO 1.01875.
Hour=4, Sec=2730, ControlIter=1, Element=Regulator.vreg2_a, Action= CHANGED -2 TAPS TO 1.025.
Hour=4, Sec=2760, ControlIter=1, Element=Regulator.vreg3_b, Action= CHANGED -1 TAPS TO 1.025.
Hour=4, Sec=3030, ControlIter=1, Element=Regulator.vreg2_b, Action= CHANGED 1 TAPS TO 1.025.
Hour=4, Sec=3030, ControlIter=1, Element=Regulator.vreg2_a, Action= CHANGED 2 TAPS TO 1.0375.
Hour=4, Sec=3060, ControlIter=1, Element=Capacitor.capbank2a, Action=**ARMED**, DELAY= 100 SEC
Hour=4, Sec=3060, ControlIter=1, Element=Regulator.vreg2_a, Action= CHANGED -1 TAPS TO 1.03125.
Hour=4, Sec=3060, ControlIter=2, Element=Regulator.vreg2_a, Action= CHANGED -1 TAPS TO 1.025.
Hour=4, Sec=3060, ControlIter=3, Element=Capacitor.capbank2a, Action=**OPENED**
Hour=4, Sec=3060, ControlIter=4, Element=Regulator.vreg2_b, Action= CHANGED -1 TAPS TO 1.01875.
Hour=4, Sec=3060, ControlIter=4, Element=Regulator.vreg2_a, Action= CHANGED 1 TAPS TO 1.03125.
Hour=4, Sec=3090, ControlIter=1, Element=Capacitor.capbank2a, Action=**ARMED**, DELAY= 370 SEC
Hour=4, Sec=3090, ControlIter=1, Element=Regulator.vreg4_a, Action= CHANGED 2 TAPS TO 1.04375.
Hour=4, Sec=3090, ControlIter=1, Element=Regulator.vreg3_a, Action= CHANGED 2 TAPS TO 1.0625.
Hour=4, Sec=3090, ControlIter=1, Element=Regulator.vreg2_b, Action= CHANGED 1 TAPS TO 1.025.
Hour=4, Sec=3090, ControlIter=1, Element=Regulator.vreg2_a, Action= CHANGED 3 TAPS TO 1.05.
Hour=4, Sec=3090, ControlIter=1, Element=Regulator.feeder_rega, Action= CHANGED 1 TAPS TO 1.0125.
Hour=4, Sec=3090, ControlIter=2, Element=Regulator.vreg4_b, Action= CHANGED 1 TAPS TO 1.03125.
Hour=4, Sec=3090, ControlIter=2, Element=Regulator.vreg3_b, Action= CHANGED 1 TAPS TO 1.03125.
Hour=4, Sec=3090, ControlIter=2, Element=Regulator.vreg2_a, Action= CHANGED -2 TAPS TO 1.0375.
Hour=4, Sec=3090, ControlIter=3, Element=Capacitor.capbank2a, Action=**CLOSED**
Hour=4, Sec=3090, ControlIter=4, Element=Regulator.vreg4_a, Action= CHANGED -2 TAPS TO 1.03125.
Hour=4, Sec=3090, ControlIter=4, Element=Regulator.vreg3_a, Action= CHANGED -1 TAPS TO 1.05625.
Hour=4, Sec=3090, ControlIter=4, Element=Regulator.vreg2_a, Action= CHANGED -2 TAPS TO 1.025.
Hour=4, Sec=3120, ControlIter=1, Element=Regulator.vreg4_b, Action= CHANGED 1 TAPS TO 1.0375.
Hour=4, Sec=3120, ControlIter=1, Element=Regulator.vreg3_b, Action= CHANGED 1 TAPS TO 1.0375.
Hour=4, Sec=3120, ControlIter=1, Element=Regulator.vreg2_b, Action= CHANGED 1 TAPS TO 1.03125.
Hour=4, Sec=3120, ControlIter=1, Element=Regulator.vreg2_a, Action= CHANGED 2 TAPS TO 1.0375.
Hour=4, Sec=3120, ControlIter=2, Element=Regulator.vreg4_a, Action= CHANGED 1 TAPS TO 1.0375.
Hour=4, Sec=3150, ControlIter=1, Element=Regulator.vreg4_b, Action= CHANGED -1 TAPS TO 1.03125.
Hour=4, Sec=3150, ControlIter=1, Element=Regulator.vreg4_a, Action= CHANGED -1 TAPS TO 1.03125.
Hour=4, Sec=3150, ControlIter=1, Element=Regulator.vreg3_b, Action= CHANGED -1 TAPS TO 1.03125.
Hour=4, Sec=3150, ControlIter=1, Element=Regulator.vreg3_a, Action= CHANGED -1 TAPS TO 1.05.
Hour=4, Sec=3150, ControlIter=1, Element=Regulator.vreg2_b, Action= CHANGED -2 TAPS TO 1.01875.
Hour=4, Sec=3150, ControlIter=1, Element=Regulator.vreg2_a, Action= CHANGED -2 TAPS TO 1.025.
Hour=4, Sec=3180, ControlIter=1, Element=Regulator.vreg4_c, Action= CHANGED 1 TAPS TO 1.025.
Hour=4, Sec=3180, ControlIter=1, Element=Regulator.vreg4_b, Action= CHANGED 2 TAPS TO 1.04375.
Hour=4, Sec=3180, ControlIter=1, Element=Regulator.vreg4_a, Action= CHANGED 2 TAPS TO 1.04375.
Hour=4, Sec=3180, ControlIter=1, Element=Regulator.vreg3_b, Action= CHANGED 1 TAPS TO 1.0375.
Hour=4, Sec=3180, ControlIter=1, Element=Regulator.vreg3_a, Action= CHANGED 2 TAPS TO 1.0625.
Hour=4, Sec=3180, ControlIter=1, Element=Regulator.vreg2_b, Action= CHANGED 2 TAPS TO 1.03125.
Hour=4, Sec=3180, ControlIter=1, Element=Regulator.vreg2_a, Action= CHANGED 4 TAPS TO 1.05.
Hour=4, Sec=3180, ControlIter=2, Element=Regulator.vreg3_c, Action= CHANGED 1 TAPS TO 1.
Hour=4, Sec=3180, ControlIter=2, Element=Regulator.vreg2_c, Action= CHANGED 1 TAPS TO 1.0125.
Hour=4, Sec=3210, ControlIter=1, Element=Regulator.vreg4_b, Action= CHANGED -1 TAPS TO 1.0375.
Hour=4, Sec=3210, ControlIter=1, Element=Regulator.vreg4_a, Action= CHANGED -2 TAPS TO 1.03125.
Hour=4, Sec=3210, ControlIter=1, Element=Regulator.vreg3_a, Action= CHANGED -1 TAPS TO 1.05625.
Hour=4, Sec=3210, ControlIter=1, Element=Regulator.vreg2_c, Action= CHANGED -1 TAPS TO 1.00625.
Hour=4, Sec=3210, ControlIter=1, Element=Regulator.vreg2_b, Action= CHANGED -1 TAPS TO 1.025.
Hour=4, Sec=3210, ControlIter=1, Element=Regulator.vreg2_a, Action= CHANGED -3 TAPS TO 1.03125.
Hour=4, Sec=3210, ControlIter=2, Element=Regulator.vreg2_b, Action= CHANGED -1 TAPS TO 1.01875.
Hour=4, Sec=3270, ControlIter=1, Element=Capacitor.capbank2a, Action=**ARMED**, DELAY= 100 SEC
Hour=4, Sec=3270, ControlIter=1, Element=Regulator.vreg4_b, Action= CHANGED -2 TAPS TO 1.025.
Hour=4, Sec=3270, ControlIter=1, Element=Regulator.vreg4_a, Action= CHANGED -1 TAPS TO 1.025.
Hour=4, Sec=3270, ControlIter=1, Element=Regulator.vreg3_b, Action= CHANGED -2 TAPS TO 1.025.
Hour=4, Sec=3270, ControlIter=1, Element=Regulator.vreg3_a, Action= CHANGED -2 TAPS TO 1.04375.
Hour=4, Sec=3270, ControlIter=1, Element=Regulator.vreg2_b, Action= CHANGED -1 TAPS TO 1.0125.
Hour=4, Sec=3270, ControlIter=1, Element=Regulator.vreg2_a, Action= CHANGED -2 TAPS TO 1.01875.
Hour=4, Sec=3270, ControlIter=1, Element=Regulator.feeder_rega, Action= CHANGED -1 TAPS TO 1.00625.
Hour=4, Sec=3270, ControlIter=2, Element=Capacitor.capbank2a, Action=**RESET**
Hour=4, Sec=3270, ControlIter=2, Element=Regulator.vreg2_c, Action= CHANGED -1 TAPS TO 1.
Hour=4, Sec=3270, ControlIter=2, Element=Regulator.vreg2_a, Action= CHANGED 1 TAPS TO 1.025.
Hour=4, Sec=3300, ControlIter=1, Element=Regulator.vreg2_a, Action= CHANGED 1 TAPS TO 1.03125.
Hour=4, Sec=3510, ControlIter=1, Element=Regulator.vreg4_b, Action= CHANGED 1 TAPS TO 1.03125.
Hour=4, Sec=3510, ControlIter=1, Element=Regulator.vreg4_a, Action= CHANGED 2 TAPS TO 1.0375.
Hour=4, Sec=3510, ControlIter=1, Element=Regulator.vreg3_b, Action= CHANGED 1 TAPS TO 1.03125.
Hour=4, Sec=3510, ControlIter=1, Element=Regulator.vreg3_a, Action= CHANGED 2 TAPS TO 1.05625.
Hour=4, Sec=3510, ControlIter=1, Element=Regulator.vreg2_b, Action= CHANGED 2 TAPS TO 1.025.
Hour=4, Sec=3510, ControlIter=1, Element=Regulator.vreg2_a, Action= CHANGED 3 TAPS TO 1.05.
Hour=4, Sec=3540, ControlIter=1, Element=Capacitor.capbank2a, Action=**ARMED**, DELAY= 100 SEC
Hour=4, Sec=3540, ControlIter=1, Element=Regulator.vreg4_b, Action= CHANGED -1 TAPS TO 1.025.
Hour=4, Sec=3540, ControlIter=1, Element=Regulator.vreg4_a, Action= CHANGED -1 TAPS TO 1.03125.
Hour=4, Sec=3540, ControlIter=1, Element=Regulator.vreg3_b, Action= CHANGED -1 TAPS TO 1.025.
Hour=4, Sec=3540, ControlIter=1, Element=Regulator.vreg3_a, Action= CHANGED -1 TAPS TO 1.05.
Hour=4, Sec=3540, ControlIter=1, Element=Regulator.vreg2_b, Action= CHANGED -1 TAPS TO 1.01875.
Hour=4, Sec=3540, ControlIter=1, Element=Regulator.vreg2_a, Action= CHANGED -3 TAPS TO 1.03125.
Hour=4, Sec=3540, ControlIter=2, Element=Capacitor.capbank2a, Action=**OPENED**
Hour=4, Sec=3540, ControlIter=3, Element=Regulator.vreg4_c, Action= CHANGED -1 TAPS TO 1.01875.
Hour=4, Sec=3570, ControlIter=1, Element=Regulator.vreg3_a, Action= CHANGED 1 TAPS TO 1.05625.
Hour=4, Sec=3570, ControlIter=1, Element=Regulator.vreg2_a, Action= CHANGED 1 TAPS TO 1.0375.
Hour=5, Sec=0, ControlIter=1, Element=Capacitor.capbank2a, Action=**ARMED**, DELAY= 340 SEC
Hour=5, Sec=0, ControlIter=1, Element=Regulator.vreg4_b, Action= CHANGED 2 TAPS TO 1.0375.
Hour=5, Sec=0, ControlIter=1, Element=Regulator.vreg4_a, Action= CHANGED 4 TAPS TO 1.05625.
Hour=5, Sec=0, ControlIter=1, Element=Regulator.vreg3_b, Action= CHANGED 2 TAPS TO 1.0375.
Hour=5, Sec=0, ControlIter=1, Element=Regulator.vreg3_a, Action= CHANGED 4 TAPS TO 1.08125.
Hour=5, Sec=0, ControlIter=1, Element=Regulator.vreg2_b, Action= CHANGED 2 TAPS TO 1.03125.
Hour=5, Sec=0, ControlIter=1, Element=Regulator.vreg2_a, Action= CHANGED 4 TAPS TO 1.0625.
Hour=5, Sec=0, ControlIter=1, Element=Regulator.feeder_rega, Action= CHANGED 1 TAPS TO 1.0125.
Hour=5, Sec=0, ControlIter=2, Element=Regulator.vreg4_c, Action= CHANGED 1 TAPS TO 1.025.
Hour=5, Sec=0, ControlIter=2, Element=Regulator.vreg4_b, Action= CHANGED 1 TAPS TO 1.04375.
Hour=5, Sec=0, ControlIter=2, Element=Regulator.vreg2_a, Action= CHANGED -3 TAPS TO 1.04375.
Hour=5, Sec=0, ControlIter=3, Element=Regulator.vreg2_a, Action= CHANGED -1 TAPS TO 1.0375.
Hour=5, Sec=0, ControlIter=4, Element=Capacitor.capbank2a, Action=**CLOSED**
Hour=5, Sec=0, ControlIter=5, Element=Regulator.vreg4_a, Action= CHANGED -2 TAPS TO 1.04375.
Hour=5, Sec=0, ControlIter=5, Element=Regulator.vreg3_a, Action= CHANGED -2 TAPS TO 1.06875.
Hour=5, Sec=0, ControlIter=5, Element=Regulator.vreg2_c, Action= CHANGED 1 TAPS TO 1.00625.
Hour=5, Sec=0, ControlIter=5, Element=Regulator.vreg2_a, Action= CHANGED -2 TAPS TO 1.025.
Hour=5, Sec=0, ControlIter=6, Element=Regulator.vreg2_a, Action= CHANGED 1 TAPS TO 1.03125.
Hour=5, Sec=30, ControlIter=1, Element=Regulator.vreg4_b, Action= CHANGED 1 TAPS TO 1.05.
Hour=5, Sec=30, ControlIter=1, Element=Regulator.vreg3_b, Action= CHANGED 1 TAPS TO 1.04375.
Hour=5, Sec=30, ControlIter=1, Element=Regulator.vreg2_a, Action= CHANGED 2 TAPS TO 1.04375.
Hour=5, Sec=60, ControlIter=1, Element=Regulator.vreg4_b, Action= CHANGED -2 TAPS TO 1.0375.
Hour=5, Sec=60, ControlIter=1, Element=Regulator.vreg4_a, Action= CHANGED -1 TAPS TO 1.0375.
Hour=5, Sec=60, ControlIter=1, Element=Regulator.vreg3_b, Action= CHANGED -1 TAPS TO 1.0375.
Hour=5, Sec=60, ControlIter=1, Element=Regulator.vreg3_a, Action= CHANGED -2 TAPS TO 1.05625.
Hour=5, Sec=60, ControlIter=1, Element=Regulator.vreg2_b, Action= CHANGED -2 TAPS TO 1.01875.
Hour=5, Sec=60, ControlIter=1, Element=Regulator.vreg2_a, Action= CHANGED -3 TAPS TO 1.025.
Hour=5, Sec=90, ControlIter=1, Element=Capacitor.capbank2a, Action=**ARMED**, DELAY= 100 SEC
Hour=5, Sec=90, ControlIter=1, Element=Regulator.vreg4_b, Action= CHANGED -1 TAPS TO 1.03125.
Hour=5, Sec=90, ControlIter=1, Element=Regulator.vreg4_a, Action= CHANGED -2 TAPS TO 1.025.
Hour=5, Sec=90, ControlIter=1, Element=Regulator.vreg3_b, Action= CHANGED -1 TAPS TO 1.03125.
Hour=5, Sec=90, ControlIter=1, Element=Regulator.vreg3_a, Action= CHANGED -2 TAPS TO 1.04375.
Hour=5, Sec=90, ControlIter=1, Element=Regulator.vreg2_b, Action= CHANGED -1 TAPS TO 1.0125.
Hour=5, Sec=90, ControlIter=1, Element=Regulator.vreg2_a, Action= CHANGED -1 TAPS TO 1.01875.
Hour=5, Sec=90, ControlIter=2, Element=Capacitor.capbank2a, Action=**RESET**
Hour=5, Sec=90, ControlIter=2, Element=Regulator.vreg2_a, Action= CHANGED 1 TAPS TO 1.025.
Hour=5, Sec=120, ControlIter=1, Element=Capacitor.capbank2a, Action=**ARMED**, DELAY= 100 SEC
Hour=5, Sec=120, ControlIter=1, Element=Regulator.vreg4_b, Action= CHANGED -1 TAPS TO 1.025.
Hour=5, Sec=120, ControlIter=1, Element=Regulator.vreg3_b, Action= CHANGED -1 TAPS TO 1.025.
Hour=5, Sec=120, ControlIter=1, Element=Regulator.vreg2_c, Action= CHANGED -1 TAPS TO 1.
Hour=5, Sec=120, ControlIter=1, Element=Regulator.feeder_rega, Action= CHANGED -1 TAPS TO 1.00625.
Hour=5, Sec=120, ControlIter=2, Element=Capacitor.capbank2a, Action=**RESET**
Hour=5, Sec=120, ControlIter=2, Element=Regulator.vreg4_c, Action= CHANGED -1 TAPS TO 1.01875.
Hour=5, Sec=180, ControlIter=1, Element=Regulator.vreg2_a, Action= CHANGED 1 TAPS TO 1.03125.
Hour=5, Sec=240, ControlIter=1, Element=Regulator.vreg4_a, Action= CHANGED 1 TAPS TO 1.03125.
Hour=5, Sec=240, ControlIter=1, Element=Regulator.vreg3_a, Action= CHANGED 1 TAPS TO 1.05.
Hour=5, Sec=240, ControlIter=1, Element=Regulator.vreg2_b, Action= CHANGED 1 TAPS TO 1.01875.
Hour=5, Sec=240, ControlIter=1, Element=Regulator.vreg2_a, Action= CHANGED 1 TAPS TO 1.0375.
Hour=5, Sec=300, ControlIter=1, Element=Regulator.vreg2_a, Action= CHANGED -1 TAPS TO 1.03125.
Hour=5, Sec=360, ControlIter=1, Element=Capacitor.capbank2a, Action=**ARMED**, DELAY= 100 SEC
Hour=5, Sec=360, ControlIter=1, Element=Capacitor.capbank2a, Action=**OPENED**
Hour=5, Sec=420, ControlIter=1, Element=Capacitor.capbank2a, Action=**ARMED**, DELAY= 340 SEC
Hour=5, Sec=420, ControlIter=1, Element=Regulator.vreg4_a, Action= CHANGED 1 TAPS TO 1.0375.
Hour=5, Sec=420, ControlIter=1, Element=Regulator.vreg3_a, Action= CHANGED 2 TAPS TO 1.0625.
Hour=5, Sec=420, ControlIter=1, Element=Regulator.vreg2_a, Action= CHANGED 2 TAPS TO 1.04375.
Hour=5, Sec=420, ControlIter=2, Element=Regulator.vreg2_a, Action= CHANGED -1 TAPS TO 1.0375.
Hour=5, Sec=420, ControlIter=3, Element=Capacitor.capbank2a, Action=**CLOSED**
Hour=5, Sec=420, ControlIter=4, Element=Regulator.vreg3_a, Action= CHANGED -1 TAPS TO 1.05625.
Hour=5, Sec=420, ControlIter=4, Element=Regulator.vreg2_a, Action= CHANGED -2 TAPS TO 1.025.
Hour=5, Sec=450, ControlIter=1, Element=Capacitor.capbank2a, Action=**ARMED**, DELAY= 100 SEC
Hour=5, Sec=450, ControlIter=1, Element=Regulator.vreg4_a, Action= CHANGED -1 TAPS TO 1.03125.
Hour=5, Sec=450, ControlIter=1, Element=Regulator.vreg3_a, Action= CHANGED -1 TAPS TO 1.05.
Hour=5, Sec=450, ControlIter=2, Element=Capacitor.capbank2a, Action=**RESET**
Hour=5, Sec=480, ControlIter=1, Element=Capacitor.capbank2a, Action=**ARMED**, DELAY= 100 SEC
Hour=5, Sec=480, ControlIter=1, Element=Capacitor.capbank2a, Action=**OPENED**
Hour=5, Sec=480, ControlIter=2, Element=Regulator.vreg2_a, Action= CHANGED 1 TAPS TO 1.03125.
Hour=5, Sec=630, ControlIter=1, Element=Capacitor.capbank2a, Action=**ARMED**, DELAY= 250 SEC
Hour=5, Sec=630, ControlIter=1, Element=Regulator.vreg4_a, Action= CHANGED 1 TAPS TO 1.0375.
Hour=5, Sec=630, ControlIter=1, Element=Regulator.vreg3_a, Action= CHANGED 2 TAPS TO 1.0625.
Hour=5, Sec=630, ControlIter=1, Element=Regulator.vreg2_a, Action= CHANGED 2 TAPS TO 1.04375.
Hour=5, Sec=630, ControlIter=2, Element=Regulator.vreg2_a, Action= CHANGED -1 TAPS TO 1.0375.
Hour=5, Sec=630, ControlIter=3, Element=Capacitor.capbank2a, Action=**CLOSED**
Hour=5, Sec=630, ControlIter=4, Element=Regulator.vreg3_a, Action= CHANGED -1 TAPS TO 1.05625.
Hour=5, Sec=630, ControlIter=4, Element=Regulator.vreg2_a, Action= CHANGED -2 TAPS TO 1.025.
Hour=5, Sec=660, ControlIter=1, Element=Regulator.vreg4_c, Action= CHANGED 1 TAPS TO 1.025.
Hour=5, Sec=660, ControlIter=1, Element=Regulator.vreg4_b, Action= CHANGED 2 TAPS TO 1.0375.
Hour=5, Sec=660, ControlIter=1, Element=Regulator.vreg4_a, Action= CHANGED 2 TAPS TO 1.05.
Hour=5, Sec=660, ControlIter=1, Element=Regulator.vreg3_b, Action= CHANGED 2 TAPS TO 1.0375.
Hour=5, Sec=660, ControlIter=1, Element=Regulator.vreg3_a, Action= CHANGED 2 TAPS TO 1.06875.
Hour=5, Sec=660, ControlIter=1, Element=Regulator.vreg2_b, Action= CHANGED 3 TAPS TO 1.0375.
Hour=5, Sec=660, ControlIter=1, Element=Regulator.vreg2_a, Action= CHANGED 4 TAPS TO 1.05.
Hour=5, Sec=660, ControlIter=2, Element=Regulator.vreg4_b, Action= CHANGED 1 TAPS TO 1.04375.
Hour=5, Sec=660, ControlIter=2, Element=Regulator.vreg3_a, Action= CHANGED 1 TAPS TO 1.075.
Hour=5, Sec=660, ControlIter=2, Element=Regulator.vreg2_c, Action= CHANGED 1 TAPS TO 1.00625.
Hour=5, Sec=690, ControlIter=1, Element=Regulator.vreg4_b, Action= CHANGED 1 TAPS TO 1.05.
Hour=5, Sec=690, ControlIter=1, Element=Regulator.vreg4_a, Action= CHANGED 1 TAPS TO 1.05625.
Hour=5, Sec=690, ControlIter=1, Element=Regulator.vreg3_b, Action= CHANGED 1 TAPS TO 1.04375.
Hour=5, Sec=690, ControlIter=1, Element=Regulator.vreg3_a, Action= CHANGED 2 TAPS TO 1.0875.
Hour=5, Sec=690, ControlIter=1, Element=Regulator.vreg2_a, Action= CHANGED 1 TAPS TO 1.05625.
Hour=5, Sec=690, ControlIter=2, Element=Regulator.vreg2_a, Action= CHANGED -1 TAPS TO 1.05.
Hour=5, Sec=720, ControlIter=1, Element=Regulator.vreg2_a, Action= CHANGED -1 TAPS TO 1.04375.
Hour=5, Sec=870, ControlIter=1, Element=Regulator.vreg2_b, Action= CHANGED -1 TAPS TO 1.03125.
Hour=5, Sec=870, ControlIter=1, Element=Regulator.vreg2_a, Action= CHANGED -1 TAPS TO 1.0375.
Hour=5, Sec=900, ControlIter=1, Element=Regulator.vreg4_b, Action= CHANGED -2 TAPS TO 1.0375.
Hour=5, Sec=900, ControlIter=1, Element=Regulator.vreg4_a, Action= CHANGED -2 TAPS TO 1.04375.
Hour=5, Sec=900, ControlIter=1, Element=Regulator.vreg3_b, Action= CHANGED -1 TAPS TO 1.0375.
Hour=5, Sec=900, ControlIter=1, Element=Regulator.vreg3_a, Action= CHANGED -3 TAPS TO 1.06875.
Hour=5, Sec=900, ControlIter=1, Element=Regulator.vreg2_b, Action= CHANGED -2 TAPS TO 1.01875.
Hour=5, Sec=900, ControlIter=1, Element=Regulator.vreg2_a, Action= CHANGED -4 TAPS TO 1.0125.
Hour=5, Sec=900, ControlIter=2, Element=Regulator.vreg3_a, Action= CHANGED -1 TAPS TO 1.0625.
Hour=5, Sec=900, ControlIter=2, Element=Regulator.vreg2_a, Action= CHANGED 1 TAPS TO 1.01875.
Hour=5, Sec=900, ControlIter=3, Element=Regulator.vreg2_a, Action= CHANGED 1 TAPS TO 1.025.
Hour=5, Sec=930, ControlIter=1, Element=Regulator.vreg4_b, Action= CHANGED 2 TAPS TO 1.05.
Hour=5, Sec=930, ControlIter=1, Element=Regulator.vreg4_a, Action= CHANGED 2 TAPS TO 1.05625.
Hour=5, Sec=930, ControlIter=1, Element=Regulator.vreg3_b, Action= CHANGED 1 TAPS TO 1.04375.
Hour=5, Sec=930, ControlIter=1, Element=Regulator.vreg3_a, Action= CHANGED 2 TAPS TO 1.075.
Hour=5, Sec=930, ControlIter=1, Element=Regulator.vreg2_b, Action= CHANGED 2 TAPS TO 1.03125.
Hour=5, Sec=930, ControlIter=1, Element=Regulator.vreg2_a, Action= CHANGED 4 TAPS TO 1.05.
Hour=5, Sec=930, ControlIter=2, Element=Regulator.vreg3_a, Action= CHANGED 1 TAPS TO 1.08125.
Hour=5, Sec=960, ControlIter=1, Element=Capacitor.capbank2a, Action=**ARMED**, DELAY= 100 SEC
Hour=5, Sec=960, ControlIter=1, Element=Capacitor.capbank2b, Action=**ARMED**, DELAY= 101 SEC
Hour=5, Sec=960, ControlIter=1, Element=Regulator.vreg4_b, Action= CHANGED -3 TAPS TO 1.03125.
Hour=5, Sec=960, ControlIter=1, Element=Regulator.vreg4_a, Action= CHANGED -3 TAPS TO 1.0375.
Hour=5, Sec=960, ControlIter=1, Element=Regulator.vreg3_b, Action= CHANGED -2 TAPS TO 1.03125.
Hour=5, Sec=960, ControlIter=1, Element=Regulator.vreg3_a, Action= CHANGED -3 TAPS TO 1.0625.
Hour=5, Sec=960, ControlIter=1, Element=Regulator.vreg2_b, Action= CHANGED -4 TAPS TO 1.00625.
Hour=5, Sec=960, ControlIter=1, Element=Regulator.vreg2_a, Action= CHANGED -6 TAPS TO 1.0125.
Hour=5, Sec=960, ControlIter=2, Element=Capacitor.capbank2b, Action=**RESET**
Hour=5, Sec=960, ControlIter=2, Element=Regulator.vreg4_b, Action= CHANGED -1 TAPS TO 1.025.
Hour=5, Sec=960, ControlIter=2, Element=Regulator.vreg4_a, Action= CHANGED -1 TAPS TO 1.03125.
Hour=5, Sec=960, ControlIter=2, Element=Regulator.vreg3_b, Action= CHANGED -1 TAPS TO 1.025.
Hour=5, Sec=960, ControlIter=2, Element=Regulator.vreg3_a, Action= CHANGED -2 TAPS TO 1.05.
Hour=5, Sec=960, ControlIter=3, Element=Capacitor.capbank2a, Action=**RESET**
Hour=5, Sec=960, ControlIter=3, Element=Regulator.vreg2_c, Action= CHANGED -1 TAPS TO 1.
Hour=5, Sec=960, ControlIter=3, Element=Regulator.vreg2_b, Action= CHANGED 1 TAPS TO 1.0125.
Hour=5, Sec=960, ControlIter=3, Element=Regulator.vreg2_a, Action= CHANGED 1 TAPS TO 1.01875.
Hour=5, Sec=990, ControlIter=1, Element=Regulator.vreg2_b, Action= CHANGED 1 TAPS TO 1.01875.
Hour=5, Sec=990, ControlIter=1, Element=Regulator.vreg2_a, Action= CHANGED 2 TAPS TO 1.03125.
Hour=5, Sec=1020, ControlIter=1, Element=Regulator.vreg4_b, Action= CHANGED 3 TAPS TO 1.04375.
Hour=5, Sec=1020, ControlIter=1, Element=Regulator.vreg4_a, Action= CHANGED 3 TAPS TO 1.05.
Hour=5, Sec=1020, ControlIter=1, Element=Regulator.vreg3_b, Action= CHANGED 2 TAPS TO 1.0375.
Hour=5, Sec=1020, ControlIter=1, Element=Regulator.vreg3_a, Action= CHANGED 4 TAPS TO 1.075.
Hour=5, Sec=1020, ControlIter=1, Element=Regulator.vreg2_b, Action= CHANGED 3 TAPS TO 1.0375.
Hour=5, Sec=1020, ControlIter=1, Element=Regulator.vreg2_a, Action= CHANGED 5 TAPS TO 1.0625.
Hour=5, Sec=1020, ControlIter=2, Element=Regulator.vreg4_b, Action= CHANGED 1 TAPS TO 1.05.
Hour=5, Sec=1020, ControlIter=2, Element=Regulator.vreg3_b, Action= CHANGED 1 TAPS TO 1.04375.
Hour=5, Sec=1020, ControlIter=2, Element=Regulator.vreg3_a, Action= CHANGED 1 TAPS TO 1.08125.
Hour=5, Sec=1020, ControlIter=2, Element=Regulator.vreg2_c, Action= CHANGED 1 TAPS TO 1.00625.
Hour=5, Sec=1020, ControlIter=2, Element=Regulator.vreg2_a, Action= CHANGED -1 TAPS TO 1.05625.
Hour=5, Sec=1020, ControlIter=3, Element=Regulator.vreg2_b, Action= CHANGED -1 TAPS TO 1.03125.
Hour=5, Sec=1020, ControlIter=3, Element=Regulator.vreg2_a, Action= CHANGED -1 TAPS TO 1.05.
Hour=5, Sec=1050, ControlIter=1, Element=Regulator.vreg4_a, Action= CHANGED 1 TAPS TO 1.05625.
Hour=5, Sec=1350, ControlIter=1, Element=Regulator.vreg4_b, Action= CHANGED -1 TAPS TO 1.04375.
Hour=5, Sec=1350, ControlIter=1, Element=Regulator.vreg4_a, Action= CHANGED -2 TAPS TO 1.04375.
Hour=5, Sec=1350, ControlIter=1, Element=Regulator.vreg3_b, Action= CHANGED -1 TAPS TO 1.0375.
Hour=5, Sec=1350, ControlIter=1, Element=Regulator.vreg3_a, Action= CHANGED -2 TAPS TO 1.06875.
Hour=5, Sec=1350, ControlIter=1, Element=Regulator.vreg2_b, Action= CHANGED -2 TAPS TO 1.01875.
Hour=5, Sec=1350, ControlIter=1, Element=Regulator.vreg2_a, Action= CHANGED -4 TAPS TO 1.025.
Hour=5, Sec=1380, ControlIter=1, Element=Capacitor.capbank2a, Action=**ARMED**, DELAY= 100 SEC
Hour=5, Sec=1380, ControlIter=1, Element=Regulator.vreg4_b, Action= CHANGED -2 TAPS TO 1.03125.
Hour=5, Sec=1380, ControlIter=1, Element=Regulator.vreg4_a, Action= CHANGED -2 TAPS TO 1.03125.
Hour=5, Sec=1380, ControlIter=1, Element=Regulator.vreg3_b, Action= CHANGED -1 TAPS TO 1.03125.
Hour=5, Sec=1380, ControlIter=1, Element=Regulator.vreg3_a, Action= CHANGED -2 TAPS TO 1.05625.
Hour=5, Sec=1380, ControlIter=1, Element=Regulator.vreg2_b, Action= CHANGED -1 TAPS TO 1.0125.
Hour=5, Sec=1380, ControlIter=1, Element=Regulator.vreg2_a, Action= CHANGED -2 TAPS TO 1.0125.
Hour=5, Sec=1380, ControlIter=2, Element=Capacitor.capbank2a, Action=**RESET**
Hour=5, Sec=1380, ControlIter=2, Element=Regulator.vreg4_b, Action= CHANGED -1 TAPS TO 1.025.
Hour=5, Sec=1380, ControlIter=2, Element=Regulator.vreg3_a, Action= CHANGED -1 TAPS TO 1.05.
Hour=5, Sec=1380, ControlIter=2, Element=Regulator.vreg2_a, Action= CHANGED 1 TAPS TO 1.01875.
Hour=5, Sec=1380, ControlIter=3, Element=Regulator.vreg2_a, Action= CHANGED 1 TAPS TO 1.025.
Hour=5, Sec=1410, ControlIter=1, Element=Regulator.vreg2_a, Action= CHANGED 2 TAPS TO 1.0375.
Hour=5, Sec=1470, ControlIter=1, Element=Regulator.vreg4_b, Action= CHANGED 2 TAPS TO 1.0375.
Hour=5, Sec=1470, ControlIter=1, Element=Regulator.vreg4_a, Action= CHANGED 2 TAPS TO 1.04375.
Hour=5, Sec=1470, ControlIter=1, Element=Regulator.vreg3_b, Action= CHANGED 1 TAPS TO 1.0375.
Hour=5, Sec=1470, ControlIter=1, Element=Regulator.vreg3_a, Action= CHANGED 4 TAPS TO 1.075.
Hour=5, Sec=1470, ControlIter=1, Element=Regulator.vreg2_b, Action= CHANGED 2 TAPS TO 1.025.
Hour=5, Sec=1470, ControlIter=1, Element=Regulator.vreg2_a, Action= CHANGED 4 TAPS TO 1.0625.
Hour=5, Sec=1470, ControlIter=2, Element=Regulator.vreg4_b, Action= CHANGED 1 TAPS TO 1.04375.
Hour=5, Sec=1470, ControlIter=2, Element=Regulator.vreg4_a, Action= CHANGED 1 TAPS TO 1.05.
Hour=5, Sec=1470, ControlIter=2, Element=Regulator.vreg2_b, Action= CHANGED 1 TAPS TO 1.03125.
Hour=5, Sec=1470, ControlIter=2, Element=Regulator.vreg2_a, Action= CHANGED -2 TAPS TO 1.05.
Hour=5, Sec=1500, ControlIter=1, Element=Regulator.vreg4_b, Action= CHANGED 1 TAPS TO 1.05.
Hour=5, Sec=1500, ControlIter=1, Element=Regulator.vreg4_a, Action= CHANGED 1 TAPS TO 1.05625.
Hour=5, Sec=1500, ControlIter=1, Element=Regulator.vreg3_b, Action= CHANGED 1 TAPS TO 1.04375.
Hour=5, Sec=1500, ControlIter=1, Element=Regulator.vreg3_a, Action= CHANGED 1 TAPS TO 1.08125.
Hour=5, Sec=1620, ControlIter=1, Element=Regulator.vreg2_b, Action= CHANGED -1 TAPS TO 1.025.
Hour=5, Sec=1620, ControlIter=1, Element=Regulator.vreg2_a, Action= CHANGED -2 TAPS TO 1.0375.
Hour=5, Sec=1620, ControlIter=2, Element=Regulator.vreg2_a, Action= CHANGED -1 TAPS TO 1.03125.
Hour=5, Sec=1770, ControlIter=1, Element=Regulator.vreg4_b, Action= CHANGED -2 TAPS TO 1.0375.
Hour=5, Sec=1770, ControlIter=1, Element=Regulator.vreg4_a, Action= CHANGED -2 TAPS TO 1.04375.
Hour=5, Sec=1770, ControlIter=1, Element=Regulator.vreg3_b, Action= CHANGED -2 TAPS TO 1.03125.
Hour=5, Sec=1770, ControlIter=1, Element=Regulator.vreg3_a, Action= CHANGED -3 TAPS TO 1.0625.
Hour=5, Sec=1770, ControlIter=1, Element=Regulator.vreg2_b, Action= CHANGED -2 TAPS TO 1.0125.
Hour=5, Sec=1770, ControlIter=1, Element=Regulator.vreg2_a, Action= CHANGED -3 TAPS TO 1.0125.
Hour=5, Sec=1770, ControlIter=2, Element=Regulator.vreg4_b, Action= CHANGED -1 TAPS TO 1.03125.
Hour=5, Sec=1770, ControlIter=2, Element=Regulator.vreg4_a, Action= CHANGED -1 TAPS TO 1.0375.
Hour=5, Sec=1770, ControlIter=2, Element=Regulator.vreg3_a, Action= CHANGED -1 TAPS TO 1.05625.
Hour=5, Sec=1770, ControlIter=2, Element=Regulator.vreg2_a, Action= CHANGED 1 TAPS TO 1.01875.
Hour=5, Sec=1770, ControlIter=3, Element=Regulator.vreg2_a, Action= CHANGED 1 TAPS TO 1.025.
Hour=5, Sec=1800, ControlIter=1, Element=Capacitor.capbank2a, Action=**ARMED**, DELAY= 100 SEC
Hour=5, Sec=1800, ControlIter=1, Element=Capacitor.capbank2b, Action=**ARMED**, DELAY= 101 SEC
Hour=5, Sec=1800, ControlIter=1, Element=Regulator.vreg4_c, Action= CHANGED -1 TAPS TO 1.01875.
Hour=5, Sec=1800, ControlIter=1, Element=Regulator.vreg4_b, Action= CHANGED -2 TAPS TO 1.01875.
Hour=5, Sec=1800, ControlIter=1, Element=Regulator.vreg4_a, Action= CHANGED -2 TAPS TO 1.025.
Hour=5, Sec=1800, ControlIter=1, Element=Regulator.vreg3_c, Action= CHANGED -1 TAPS TO 0.99375.
Hour=5, Sec=1800, ControlIter=1, Element=Regulator.vreg3_b, Action= CHANGED -1 TAPS TO 1.025.
Hour=5, Sec=1800, ControlIter=1, Element=Regulator.vreg3_a, Action= CHANGED -2 TAPS TO 1.04375.
Hour=5, Sec=1800, ControlIter=1, Element=Regulator.vreg2_c, Action= CHANGED -1 TAPS TO 1.
Hour=5, Sec=1800, ControlIter=1, Element=Regulator.vreg2_a, Action= CHANGED -2 TAPS TO 1.0125.
Hour=5, Sec=1800, ControlIter=1, Element=Regulator.feeder_regb, Action= CHANGED -1 TAPS TO 1.00625.
Hour=5, Sec=1800, ControlIter=2, Element=Capacitor.capbank2b, Action=**RESET**
Hour=5, Sec=1800, ControlIter=2, Element=Regulator.vreg2_b, Action= CHANGED 1 TAPS TO 1.01875.
Hour=5, Sec=1800, ControlIter=2, Element=Regulator.vreg2_a, Action= CHANGED 1 TAPS TO 1.01875.
Hour=5, Sec=1800, ControlIter=3, Element=Capacitor.capbank2a, Action=**OPENED**
Hour=5, Sec=1800, ControlIter=4, Element=Regulator.vreg2_a, Action= CHANGED 2 TAPS TO 1.03125.
Hour=5, Sec=1860, ControlIter=1, Element=Regulator.vreg3_a, Action= CHANGED 1 TAPS TO 1.05.
Hour=5, Sec=1890, ControlIter=1, Element=Regulator.vreg4_a, Action= CHANGED 1 TAPS TO 1.03125.
Hour=5, Sec=1950, ControlIter=1, Element=Regulator.vreg4_b, Action= CHANGED 1 TAPS TO 1.025.
Hour=5, Sec=2100, ControlIter=1, Element=Capacitor.capbank2a, Action=**ARMED**, DELAY= 100 SEC
Hour=5, Sec=2100, ControlIter=1, Element=Regulator.vreg4_b, Action= CHANGED 2 TAPS TO 1.0375.
Hour=5, Sec=2100, ControlIter=1, Element=Regulator.vreg4_a, Action= CHANGED 2 TAPS TO 1.04375.
Hour=5, Sec=2100, ControlIter=1, Element=Regulator.vreg3_b, Action= CHANGED 2 TAPS TO 1.0375.
Hour=5, Sec=2100, ControlIter=1, Element=Regulator.vreg3_a, Action= CHANGED 3 TAPS TO 1.06875.
Hour=5, Sec=2100, ControlIter=1, Element=Regulator.vreg2_c, Action= CHANGED 1 TAPS TO 1.00625.
Hour=5, Sec=2100, ControlIter=1, Element=Regulator.vreg2_b, Action= CHANGED 2 TAPS TO 1.03125.
Hour=5, Sec=2100, ControlIter=1, Element=Regulator.vreg2_a, Action= CHANGED 4 TAPS TO 1.05625.
Hour=5, Sec=2100, ControlIter=1, Element=Regulator.feeder_rega, Action= CHANGED 1 TAPS TO 1.0125.
Hour=5, Sec=2100, ControlIter=2, Element=Regulator.vreg2_a, Action= CHANGED -2 TAPS TO 1.04375.
Hour=5, Sec=2100, ControlIter=3, Element=Regulator.vreg2_a, Action= CHANGED -1 TAPS TO 1.0375.
Hour=5, Sec=2100, ControlIter=4, Element=Capacitor.capbank2a, Action=**CLOSED**
Hour=5, Sec=2100, ControlIter=5, Element=Regulator.vreg4_b, Action= CHANGED 1 TAPS TO 1.04375.
Hour=5, Sec=2100, ControlIter=5, Element=Regulator.vreg4_a, Action= CHANGED -1 TAPS TO 1.0375.
Hour=5, Sec=2100, ControlIter=5, Element=Regulator.vreg3_b, Action= CHANGED 1 TAPS TO 1.04375.
Hour=5, Sec=2100, ControlIter=5, Element=Regulator.vreg3_a, Action= CHANGED -1 TAPS TO 1.0625.
Hour=5, Sec=2100, ControlIter=5, Element=Regulator.vreg2_a, Action= CHANGED -2 TAPS TO 1.025.
Hour=5, Sec=2130, ControlIter=1, Element=Capacitor.capbank2a, Action=**ARMED**, DELAY= 100 SEC
Hour=5, Sec=2130, ControlIter=1, Element=Regulator.vreg4_b, Action= CHANGED -1 TAPS TO 1.0375.
Hour=5, Sec=2130, ControlIter=1, Element=Regulator.vreg4_a, Action= CHANGED -2 TAPS TO 1.025.
Hour=5, Sec=2130, ControlIter=1, Element=Regulator.vreg3_b, Action= CHANGED -1 TAPS TO 1.0375.
Hour=5, Sec=2130, ControlIter=1, Element=Regulator.vreg3_a, Action= CHANGED -2 TAPS TO 1.05.
Hour=5, Sec=2130, ControlIter=1, Element=Regulator.vreg2_b, Action= CHANGED -2 TAPS TO 1.01875.
Hour=5, Sec=2130, ControlIter=1, Element=Regulator.vreg2_a, Action= CHANGED -2 TAPS TO 1.0125.
Hour=5, Sec=2130, ControlIter=2, Element=Capacitor.capbank2a, Action=**RESET**
Hour=5, Sec=2130, ControlIter=2, Element=Regulator.vreg2_a, Action= CHANGED 1 TAPS TO 1.01875.
Hour=5, Sec=2190, ControlIter=1, Element=Regulator.vreg2_a, Action= CHANGED 1 TAPS TO 1.025.
Hour=5, Sec=2250, ControlIter=1, Element=Regulator.vreg4_b, Action= CHANGED 1 TAPS TO 1.04375.
Hour=5, Sec=2250, ControlIter=1, Element=Regulator.vreg4_a, Action= CHANGED 1 TAPS TO 1.03125.
Hour=5, Sec=2250, ControlIter=1, Element=Regulator.vreg3_a, Action= CHANGED 1 TAPS TO 1.05625.
Hour=5, Sec=2250, ControlIter=1, Element=Regulator.vreg2_b, Action= CHANGED 1 TAPS TO 1.025.
Hour=5, Sec=2250, ControlIter=1, Element=Regulator.vreg2_a, Action= CHANGED 2 TAPS TO 1.0375.
Hour=5, Sec=2280, ControlIter=1, Element=Regulator.vreg4_c, Action= CHANGED 1 TAPS TO 1.025.
Hour=5, Sec=2280, ControlIter=1, Element=Regulator.vreg4_b, Action= CHANGED 2 TAPS TO 1.05625.
Hour=5, Sec=2280, ControlIter=1, Element=Regulator.vreg4_a, Action= CHANGED 2 TAPS TO 1.04375.
Hour=5, Sec=2280, ControlIter=1, Element=Regulator.vreg3_b, Action= CHANGED 2 TAPS TO 1.05.
Hour=5, Sec=2280, ControlIter=1, Element=Regulator.vreg3_a, Action= CHANGED 2 TAPS TO 1.06875.
Hour=5, Sec=2280, ControlIter=1, Element=Regulator.vreg2_c, Action= CHANGED 1 TAPS TO 1.0125.
Hour=5, Sec=2280, ControlIter=1, Element=Regulator.vreg2_b, Action= CHANGED 2 TAPS TO 1.0375.
Hour=5, Sec=2280, ControlIter=1, Element=Regulator.vreg2_a, Action= CHANGED 3 TAPS TO 1.05625.
Hour=5, Sec=2280, ControlIter=2, Element=Regulator.vreg3_c, Action= CHANGED 1 TAPS TO 1.
Hour=5, Sec=2280, ControlIter=2, Element=Regulator.vreg3_a, Action= CHANGED 1 TAPS TO 1.075.
Hour=5, Sec=2280, ControlIter=3, Element=Regulator.vreg3_b, Action= CHANGED 1 TAPS TO 1.05625.
Hour=5, Sec=2280, ControlIter=3, Element=Regulator.vreg2_a, Action= CHANGED -1 TAPS TO 1.05.
Hour=5, Sec=2280, ControlIter=4, Element=Regulator.vreg2_b, Action= CHANGED -1 TAPS TO 1.03125.
Hour=5, Sec=2310, ControlIter=1, Element=Regulator.vreg3_a, Action= CHANGED -1 TAPS TO 1.06875.
Hour=5, Sec=2310, ControlIter=1, Element=Regulator.vreg2_b, Action= CHANGED -1 TAPS TO 1.025.
Hour=5, Sec=2310, ControlIter=1, Element=Regulator.vreg2_a, Action= CHANGED -2 TAPS TO 1.0375.
Hour=5, Sec=2310, ControlIter=2, Element=Regulator.vreg2_b, Action= CHANGED -1 TAPS TO 1.01875.
Hour=5, Sec=2340, ControlIter=1, Element=Capacitor.capbank2a, Action=**ARMED**, DELAY= 100 SEC
Hour=5, Sec=2340, ControlIter=1, Element=Capacitor.capbank2b, Action=**ARMED**, DELAY= 101 SEC
Hour=5, Sec=2340, ControlIter=1, Element=Regulator.vreg4_c, Action= CHANGED -1 TAPS TO 1.01875.
Hour=5, Sec=2340, ControlIter=1, Element=Regulator.vreg4_b, Action= CHANGED -4 TAPS TO 1.03125.
Hour=5, Sec=2340, ControlIter=1, Element=Regulator.vreg4_a, Action= CHANGED -3 TAPS TO 1.025.
Hour=5, Sec=2340, ControlIter=1, Element=Regulator.vreg3_c, Action= CHANGED -1 TAPS TO 0.99375.
Hour=5, Sec=2340, ControlIter=1, Element=Regulator.vreg3_b, Action= CHANGED -4 TAPS TO 1.03125.
Hour=5, Sec=2340, ControlIter=1, Element=Regulator.vreg3_a, Action= CHANGED -4 TAPS TO 1.04375.
Hour=5, Sec=2340, ControlIter=1, Element=Regulator.vreg2_c, Action= CHANGED -2 TAPS TO 1.
Hour=5, Sec=2340, ControlIter=1, Element=Regulator.vreg2_b, Action= CHANGED -4 TAPS TO 0.99375.
Hour=5, Sec=2340, ControlIter=1, Element=Regulator.vreg2_a, Action= CHANGED -5 TAPS TO 1.00625.
Hour=5, Sec=2340, ControlIter=1, Element=Regulator.feeder_rega, Action= CHANGED -1 TAPS TO 1.00625.
Hour=5, Sec=2340, ControlIter=2, Element=Capacitor.capbank2b, Action=**RESET**
Hour=5, Sec=2340, ControlIter=2, Element=Regulator.vreg4_b, Action= CHANGED -1 TAPS TO 1.025.
Hour=5, Sec=2340, ControlIter=2, Element=Regulator.vreg2_b, Action= CHANGED 2 TAPS TO 1.00625.
Hour=5, Sec=2340, ControlIter=2, Element=Regulator.vreg2_a, Action= CHANGED 2 TAPS TO 1.01875.
Hour=5, Sec=2340, ControlIter=3, Element=Regulator.vreg2_b, Action= CHANGED 1 TAPS TO 1.0125.
Hour=5, Sec=2340, ControlIter=4, Element=Capacitor.capbank2a, Action=**OPENED**
Hour=5, Sec=2340, ControlIter=5, Element=Regulator.vreg2_a, Action= CHANGED 2 TAPS TO 1.03125.
Hour=5, Sec=2400, ControlIter=1, Element=Regulator.vreg4_a, Action= CHANGED 1 TAPS TO 1.03125.
Hour=5, Sec=2400, ControlIter=1, Element=Regulator.vreg3_a, Action= CHANGED 1 TAPS TO 1.05.
Hour=5, Sec=2430, ControlIter=1, Element=Capacitor.capbank2a, Action=**ARMED**, DELAY= 310 SEC
Hour=5, Sec=2430, ControlIter=1, Element=Regulator.vreg4_b, Action= CHANGED 1 TAPS TO 1.03125.
Hour=5, Sec=2430, ControlIter=1, Element=Regulator.vreg4_a, Action= CHANGED 1 TAPS TO 1.0375.
Hour=5, Sec=2430, ControlIter=1, Element=Regulator.vreg3_a, Action= CHANGED 2 TAPS TO 1.0625.
Hour=5, Sec=2430, ControlIter=1, Element=Regulator.vreg2_b, Action= CHANGED 1 TAPS TO 1.01875.
Hour=5, Sec=2430, ControlIter=1, Element=Regulator.vreg2_a, Action= CHANGED 2 TAPS TO 1.04375.
Hour=5, Sec=2430, ControlIter=2, Element=Regulator.vreg2_b, Action= CHANGED 1 TAPS TO 1.025.
Hour=5, Sec=2430, ControlIter=3, Element=Capacitor.capbank2a, Action=**CLOSED**
Hour=5, Sec=2430, ControlIter=4, Element=Regulator.vreg3_a, Action= CHANGED -1 TAPS TO 1.05625.
Hour=5, Sec=2430, ControlIter=4, Element=Regulator.vreg2_a, Action= CHANGED -2 TAPS TO 1.03125.
Hour=5, Sec=2460, ControlIter=1, Element=Regulator.vreg4_a, Action= CHANGED -1 TAPS TO 1.03125.
Hour=5, Sec=2460, ControlIter=1, Element=Regulator.vreg2_a, Action= CHANGED -1 TAPS TO 1.025.
Hour=5, Sec=2490, ControlIter=1, Element=Capacitor.capbank2a, Action=**ARMED**, DELAY= 100 SEC
Hour=5, Sec=2490, ControlIter=1, Element=Regulator.vreg4_b, Action= CHANGED -1 TAPS TO 1.025.
Hour=5, Sec=2490, ControlIter=1, Element=Regulator.vreg4_a, Action= CHANGED -1 TAPS TO 1.025.
Hour=5, Sec=2490, ControlIter=1, Element=Regulator.vreg3_a, Action= CHANGED -2 TAPS TO 1.04375.
Hour=5, Sec=2490, ControlIter=1, Element=Regulator.vreg2_b, Action= CHANGED -1 TAPS TO 1.01875.
Hour=5, Sec=2490, ControlIter=1, Element=Regulator.vreg2_a, Action= CHANGED -2 TAPS TO 1.0125.
Hour=5, Sec=2490, ControlIter=2, Element=Regulator.vreg2_a, Action= CHANGED 1 TAPS TO 1.01875.
Hour=5, Sec=2490, ControlIter=3, Element=Capacitor.capbank2a, Action=**OPENED**
Hour=5, Sec=2490, ControlIter=4, Element=Regulator.vreg2_a, Action= CHANGED 2 TAPS TO 1.03125.
Hour=5, Sec=2520, ControlIter=1, Element=Capacitor.capbank2a, Action=**ARMED**, DELAY= 370 SEC
Hour=5, Sec=2520, ControlIter=1, Element=Regulator.vreg4_b, Action= CHANGED 1 TAPS TO 1.03125.
Hour=5, Sec=2520, ControlIter=1, Element=Regulator.vreg4_a, Action= CHANGED 2 TAPS TO 1.0375.
Hour=5, Sec=2520, ControlIter=1, Element=Regulator.vreg3_a, Action= CHANGED 2 TAPS TO 1.05625.
Hour=5, Sec=2520, ControlIter=1, Element=Regulator.vreg2_a, Action= CHANGED 2 TAPS TO 1.04375.
Hour=5, Sec=2520, ControlIter=2, Element=Capacitor.capbank2a, Action=**CLOSED**
Hour=5, Sec=2520, ControlIter=3, Element=Regulator.vreg2_a, Action= CHANGED -2 TAPS TO 1.03125.
Hour=5, Sec=2550, ControlIter=1, Element=Regulator.vreg4_b, Action= CHANGED 1 TAPS TO 1.0375.
Hour=5, Sec=2550, ControlIter=1, Element=Regulator.vreg3_b, Action= CHANGED 1 TAPS TO 1.0375.
Hour=5, Sec=2550, ControlIter=1, Element=Regulator.vreg3_a, Action= CHANGED 1 TAPS TO 1.0625.
Hour=5, Sec=2550, ControlIter=1, Element=Regulator.vreg2_c, Action= CHANGED 1 TAPS TO 1.00625.
Hour=5, Sec=2550, ControlIter=1, Element=Regulator.vreg2_b, Action= CHANGED 2 TAPS TO 1.03125.
Hour=5, Sec=2550, ControlIter=1, Element=Regulator.vreg2_a, Action= CHANGED 1 TAPS TO 1.0375.
Hour=5, Sec=2580, ControlIter=1, Element=Regulator.vreg4_c, Action= CHANGED 1 TAPS TO 1.025.
Hour=5, Sec=2580, ControlIter=1, Element=Regulator.vreg4_b, Action= CHANGED 2 TAPS TO 1.05.
Hour=5, Sec=2580, ControlIter=1, Element=Regulator.vreg4_a, Action= CHANGED 2 TAPS TO 1.05.
Hour=5, Sec=2580, ControlIter=1, Element=Regulator.vreg3_b, Action= CHANGED 2 TAPS TO 1.05.
Hour=5, Sec=2580, ControlIter=1, Element=Regulator.vreg3_a, Action= CHANGED 2 TAPS TO 1.075.
Hour=5, Sec=2580, ControlIter=1, Element=Regulator.vreg2_b, Action= CHANGED 1 TAPS TO 1.0375.
Hour=5, Sec=2580, ControlIter=1, Element=Regulator.vreg2_a, Action= CHANGED 2 TAPS TO 1.05.
Hour=5, Sec=2580, ControlIter=2, Element=Regulator.vreg4_b, Action= CHANGED 1 TAPS TO 1.05625.
Hour=5, Sec=2580, ControlIter=2, Element=Regulator.vreg3_c, Action= CHANGED 1 TAPS TO 1.
Hour=5, Sec=2580, ControlIter=2, Element=Regulator.vreg2_c, Action= CHANGED 1 TAPS TO 1.0125.
Hour=5, Sec=2580, ControlIter=2, Element=Regulator.vreg2_b, Action= CHANGED -1 TAPS TO 1.03125.
Hour=5, Sec=2610, ControlIter=1, Element=Regulator.vreg2_a, Action= CHANGED -1 TAPS TO 1.04375.
Hour=5, Sec=2640, ControlIter=1, Element=Regulator.vreg2_b, Action= CHANGED -1 TAPS TO 1.025.
Hour=5, Sec=2670, ControlIter=1, Element=Regulator.vreg4_b, Action= CHANGED -2 TAPS TO 1.04375.
Hour=5, Sec=2670, ControlIter=1, Element=Regulator.vreg4_a, Action= CHANGED -1 TAPS TO 1.04375.
Hour=5, Sec=2670, ControlIter=1, Element=Regulator.vreg3_b, Action= CHANGED -1 TAPS TO 1.04375.
Hour=5, Sec=2670, ControlIter=1, Element=Regulator.vreg3_a, Action= CHANGED -2 TAPS TO 1.0625.
Hour=5, Sec=2670, ControlIter=1, Element=Regulator.vreg2_c, Action= CHANGED -1 TAPS TO 1.00625.
Hour=5, Sec=2670, ControlIter=1, Element=Regulator.vreg2_b, Action= CHANGED -2 TAPS TO 1.0125.
Hour=5, Sec=2670, ControlIter=1, Element=Regulator.vreg2_a, Action= CHANGED -3 TAPS TO 1.025.
Hour=5, Sec=2700, ControlIter=1, Element=Regulator.vreg2_a, Action= CHANGED 1 TAPS TO 1.03125.
Hour=5, Sec=2730, ControlIter=1, Element=Regulator.vreg4_b, Action= CHANGED -1 TAPS TO 1.0375.
Hour=5, Sec=2730, ControlIter=1, Element=Regulator.vreg4_a, Action= CHANGED -1 TAPS TO 1.0375.
Hour=5, Sec=2730, ControlIter=1, Element=Regulator.vreg3_b, Action= CHANGED -1 TAPS TO 1.0375.
Hour=5, Sec=2730, ControlIter=1, Element=Regulator.vreg3_a, Action= CHANGED -1 TAPS TO 1.05625.
Hour=5, Sec=2730, ControlIter=1, Element=Regulator.vreg2_a, Action= CHANGED -1 TAPS TO 1.025.
Hour=5, Sec=2760, ControlIter=1, Element=Capacitor.capbank2a, Action=**ARMED**, DELAY= 100 SEC
Hour=5, Sec=2760, ControlIter=1, Element=Regulator.vreg4_a, Action= CHANGED -1 TAPS TO 1.03125.
Hour=5, Sec=2760, ControlIter=1, Element=Regulator.vreg3_a, Action= CHANGED -1 TAPS TO 1.05.
Hour=5, Sec=2760, ControlIter=1, Element=Regulator.vreg2_c, Action= CHANGED -1 TAPS TO 1.
Hour=5, Sec=2760, ControlIter=2, Element=Capacitor.capbank2a, Action=**RESET**
Hour=5, Sec=2790, ControlIter=1, Element=Regulator.vreg4_a, Action= CHANGED 1 TAPS TO 1.0375.
Hour=5, Sec=2790, ControlIter=1, Element=Regulator.vreg3_a, Action= CHANGED 1 TAPS TO 1.05625.
Hour=5, Sec=2790, ControlIter=1, Element=Regulator.vreg2_b, Action= CHANGED 1 TAPS TO 1.01875.
Hour=5, Sec=2790, ControlIter=1, Element=Regulator.vreg2_a, Action= CHANGED 2 TAPS TO 1.0375.
Hour=5, Sec=2820, ControlIter=1, Element=Regulator.vreg4_b, Action= CHANGED 2 TAPS TO 1.05.
Hour=5, Sec=2820, ControlIter=1, Element=Regulator.vreg4_a, Action= CHANGED 2 TAPS TO 1.05.
Hour=5, Sec=2820, ControlIter=1, Element=Regulator.vreg3_b, Action= CHANGED 2 TAPS TO 1.05.
Hour=5, Sec=2820, ControlIter=1, Element=Regulator.vreg3_a, Action= CHANGED 3 TAPS TO 1.075.
Hour=5, Sec=2820, ControlIter=1, Element=Regulator.vreg2_b, Action= CHANGED 2 TAPS TO 1.03125.
Hour=5, Sec=2820, ControlIter=1, Element=Regulator.vreg2_a, Action= CHANGED 4 TAPS TO 1.0625.
Hour=5, Sec=2820, ControlIter=2, Element=Regulator.vreg4_b, Action= CHANGED 1 TAPS TO 1.05625.
Hour=5, Sec=2820, ControlIter=2, Element=Regulator.vreg4_a, Action= CHANGED 1 TAPS TO 1.05625.
Hour=5, Sec=2820, ControlIter=2, Element=Regulator.vreg3_a, Action= CHANGED 1 TAPS TO 1.08125.
Hour=5, Sec=2820, ControlIter=2, Element=Regulator.vreg2_c, Action= CHANGED 1 TAPS TO 1.00625.
Hour=5, Sec=2820, ControlIter=2, Element=Regulator.vreg2_a, Action= CHANGED -1 TAPS TO 1.05625.
Hour=5, Sec=2820, ControlIter=3, Element=Regulator.vreg2_a, Action= CHANGED -1 TAPS TO 1.05.
Hour=5, Sec=2850, ControlIter=1, Element=Regulator.vreg2_a, Action= CHANGED -1 TAPS TO 1.04375.
Hour=5, Sec=2880, ControlIter=1, Element=Regulator.vreg2_a, Action= CHANGED -1 TAPS TO 1.0375.
Hour=5, Sec=3060, ControlIter=1, Element=Regulator.vreg4_a, Action= CHANGED -1 TAPS TO 1.05.
Hour=5, Sec=3060, ControlIter=1, Element=Regulator.vreg3_a, Action= CHANGED -1 TAPS TO 1.075.
Hour=5, Sec=3060, ControlIter=1, Element=Regulator.vreg2_b, Action= CHANGED -1 TAPS TO 1.025.
Hour=5, Sec=3060, ControlIter=1, Element=Regulator.vreg2_a, Action= CHANGED -1 TAPS TO 1.03125.
Hour=5, Sec=3060, ControlIter=2, Element=Regulator.vreg4_b, Action= CHANGED -1 TAPS TO 1.05.
Hour=5, Sec=3090, ControlIter=1, Element=Capacitor.capbank2a, Action=**ARMED**, DELAY= 100 SEC
Hour=5, Sec=3090, ControlIter=1, Element=Regulator.vreg4_b, Action= CHANGED -2 TAPS TO 1.0375.
Hour=5, Sec=3090, ControlIter=1, Element=Regulator.vreg4_a, Action= CHANGED -2 TAPS TO 1.0375.
Hour=5, Sec=3090, ControlIter=1, Element=Regulator.vreg3_b, Action= CHANGED -2 TAPS TO 1.0375.
Hour=5, Sec=3090, ControlIter=1, Element=Regulator.vreg3_a, Action= CHANGED -3 TAPS TO 1.05625.
Hour=5, Sec=3090, ControlIter=1, Element=Regulator.vreg2_b, Action= CHANGED -2 TAPS TO 1.0125.
Hour=5, Sec=3090, ControlIter=1, Element=Regulator.vreg2_a, Action= CHANGED -4 TAPS TO 1.00625.
Hour=5, Sec=3090, ControlIter=2, Element=Regulator.vreg4_b, Action= CHANGED -1 TAPS TO 1.03125.
Hour=5, Sec=3090, ControlIter=2, Element=Regulator.vreg4_a, Action= CHANGED -1 TAPS TO 1.03125.
Hour=5, Sec=3090, ControlIter=2, Element=Regulator.vreg3_a, Action= CHANGED -1 TAPS TO 1.05.
Hour=5, Sec=3090, ControlIter=2, Element=Regulator.vreg2_c, Action= CHANGED -1 TAPS TO 1.
Hour=5, Sec=3090, ControlIter=2, Element=Regulator.vreg2_a, Action= CHANGED 1 TAPS TO 1.0125.
Hour=5, Sec=3090, ControlIter=3, Element=Capacitor.capbank2a, Action=**RESET**
Hour=5, Sec=3090, ControlIter=3, Element=Regulator.vreg2_a, Action= CHANGED 1 TAPS TO 1.01875.
Hour=5, Sec=3120, ControlIter=1, Element=Regulator.vreg2_a, Action= CHANGED 2 TAPS TO 1.03125.
Hour=5, Sec=3150, ControlIter=1, Element=Regulator.vreg4_b, Action= CHANGED 1 TAPS TO 1.0375.
Hour=5, Sec=3150, ControlIter=1, Element=Regulator.vreg3_a, Action= CHANGED 1 TAPS TO 1.05625.
Hour=5, Sec=3150, ControlIter=1, Element=Regulator.vreg2_b, Action= CHANGED 1 TAPS TO 1.01875.
Hour=5, Sec=3150, ControlIter=1, Element=Regulator.vreg2_a, Action= CHANGED 1 TAPS TO 1.0375.
Hour=5, Sec=3210, ControlIter=1, Element=Capacitor.capbank2a, Action=**ARMED**, DELAY= 100 SEC
Hour=5, Sec=3210, ControlIter=1, Element=Regulator.vreg4_b, Action= CHANGED -1 TAPS TO 1.03125.
Hour=5, Sec=3210, ControlIter=1, Element=Regulator.vreg3_a, Action= CHANGED -1 TAPS TO 1.05.
Hour=5, Sec=3210, ControlIter=1, Element=Regulator.vreg2_a, Action= CHANGED -2 TAPS TO 1.025.
Hour=5, Sec=3210, ControlIter=2, Element=Capacitor.capbank2a, Action=**RESET**
Hour=5, Sec=3240, ControlIter=1, Element=Capacitor.capbank2a, Action=**ARMED**, DELAY= 100 SEC
Hour=5, Sec=3240, ControlIter=1, Element=Capacitor.capbank2b, Action=**ARMED**, DELAY= 101 SEC
Hour=5, Sec=3240, ControlIter=1, Element=Regulator.vreg4_c, Action= CHANGED -1 TAPS TO 1.01875.
Hour=5, Sec=3240, ControlIter=1, Element=Regulator.vreg4_b, Action= CHANGED -1 TAPS TO 1.025.
Hour=5, Sec=3240, ControlIter=1, Element=Regulator.vreg4_a, Action= CHANGED -1 TAPS TO 1.025.
Hour=5, Sec=3240, ControlIter=1, Element=Regulator.vreg3_c, Action= CHANGED -1 TAPS TO 0.99375.
Hour=5, Sec=3240, ControlIter=1, Element=Regulator.vreg3_b, Action= CHANGED -1 TAPS TO 1.03125.
Hour=5, Sec=3240, ControlIter=1, Element=Regulator.vreg3_a, Action= CHANGED -1 TAPS TO 1.04375.
Hour=5, Sec=3240, ControlIter=1, Element=Regulator.vreg2_b, Action= CHANGED -1 TAPS TO 1.0125.
Hour=5, Sec=3240, ControlIter=1, Element=Regulator.vreg2_a, Action= CHANGED -1 TAPS TO 1.01875.
Hour=5, Sec=3240, ControlIter=2, Element=Capacitor.capbank2b, Action=**RESET**
Hour=5, Sec=3240, ControlIter=2, Element=Capacitor.capbank2a, Action=**OPENED**
Hour=5, Sec=3240, ControlIter=3, Element=Regulator.vreg2_a, Action= CHANGED 2 TAPS TO 1.03125.
Hour=5, Sec=3270, ControlIter=1, Element=Capacitor.capbank2a, Action=**ARMED**, DELAY= 370 SEC
Hour=5, Sec=3270, ControlIter=1, Element=Regulator.vreg4_b, Action= CHANGED 4 TAPS TO 1.05.
Hour=5, Sec=3270, ControlIter=1, Element=Regulator.vreg4_a, Action= CHANGED 5 TAPS TO 1.05625.
Hour=5, Sec=3270, ControlIter=1, Element=Regulator.vreg3_b, Action= CHANGED 2 TAPS TO 1.04375.
Hour=5, Sec=3270, ControlIter=1, Element=Regulator.vreg3_a, Action= CHANGED 6 TAPS TO 1.08125.
Hour=5, Sec=3270, ControlIter=1, Element=Regulator.vreg2_c, Action= CHANGED 1 TAPS TO 1.00625.
Hour=5, Sec=3270, ControlIter=1, Element=Regulator.vreg2_b, Action= CHANGED 4 TAPS TO 1.0375.
Hour=5, Sec=3270, ControlIter=1, Element=Regulator.vreg2_a, Action= CHANGED 8 TAPS TO 1.08125.
Hour=5, Sec=3270, ControlIter=1, Element=Regulator.feeder_rega, Action= CHANGED 1 TAPS TO 1.0125.
Hour=5, Sec=3270, ControlIter=2, Element=Regulator.vreg4_c, Action= CHANGED 1 TAPS TO 1.025.
Hour=5, Sec=3270, ControlIter=2, Element=Regulator.vreg4_b, Action= CHANGED 1 TAPS TO 1.05625.
Hour=5, Sec=3270, ControlIter=2, Element=Regulator.vreg3_c, Action= CHANGED 1 TAPS TO 1.
Hour=5, Sec=3270, ControlIter=2, Element=Regulator.vreg3_b, Action= CHANGED 1 TAPS TO 1.05.
Hour=5, Sec=3270, ControlIter=2, Element=Regulator.vreg2_c, Action= CHANGED 1 TAPS TO 1.0125.
Hour=5, Sec=3270, ControlIter=2, Element=Regulator.vreg2_a, Action= CHANGED -4 TAPS TO 1.05625.
Hour=5, Sec=3270, ControlIter=3, Element=Regulator.vreg2_a, Action= CHANGED -1 TAPS TO 1.05.
Hour=5, Sec=3270, ControlIter=4, Element=Capacitor.capbank2a, Action=**CLOSED**
Hour=5, Sec=3270, ControlIter=5, Element=Regulator.vreg4_a, Action= CHANGED -1 TAPS TO 1.05.
Hour=5, Sec=3270, ControlIter=5, Element=Regulator.vreg3_a, Action= CHANGED -1 TAPS TO 1.075.
Hour=5, Sec=3270, ControlIter=5, Element=Regulator.vreg2_a, Action= CHANGED -2 TAPS TO 1.0375.
Hour=5, Sec=3300, ControlIter=1, Element=Regulator.vreg4_b, Action= CHANGED 1 TAPS TO 1.0625.
Hour=5, Sec=3300, ControlIter=1, Element=Regulator.vreg3_b, Action= CHANGED 1 TAPS TO 1.05625.
Hour=5, Sec=3300, ControlIter=2, Element=Regulator.vreg2_b, Action= CHANGED -1 TAPS TO 1.03125.
Hour=5, Sec=3300, ControlIter=2, Element=Regulator.vreg2_a, Action= CHANGED 1 TAPS TO 1.04375.
Hour=5, Sec=3450, ControlIter=1, Element=Regulator.vreg2_b, Action= CHANGED -1 TAPS TO 1.025.
Hour=5, Sec=3510, ControlIter=1, Element=Regulator.vreg2_a, Action= CHANGED -1 TAPS TO 1.0375.
Hour=5, Sec=3540, ControlIter=1, Element=Regulator.vreg4_b, Action= CHANGED -1 TAPS TO 1.05625.
Hour=5, Sec=3540, ControlIter=1, Element=Regulator.vreg4_a, Action= CHANGED -1 TAPS TO 1.04375.
Hour=5, Sec=3540, ControlIter=1, Element=Regulator.vreg3_b, Action= CHANGED -1 TAPS TO 1.05.
Hour=5, Sec=3540, ControlIter=1, Element=Regulator.vreg3_a, Action= CHANGED -1 TAPS TO 1.06875.
Hour=5, Sec=3540, ControlIter=1, Element=Regulator.vreg2_b, Action= CHANGED -1 TAPS TO 1.01875.
Hour=5, Sec=3540, ControlIter=1, Element=Regulator.vreg2_a, Action= CHANGED -1 TAPS TO 1.03125.
Hour=5, Sec=3570, ControlIter=1, Element=Capacitor.capbank2a, Action=**ARMED**, DELAY= 100 SEC
Hour=5, Sec=3570, ControlIter=1, Element=Capacitor.capbank2b, Action=**ARMED**, DELAY= 101 SEC
Hour=5, Sec=3570, ControlIter=1, Element=Regulator.vreg4_b, Action= CHANGED -3 TAPS TO 1.0375.
Hour=5, Sec=3570, ControlIter=1, Element=Regulator.vreg4_a, Action= CHANGED -3 TAPS TO 1.025.
Hour=5, Sec=3570, ControlIter=1, Element=Regulator.vreg3_b, Action= CHANGED -2 TAPS TO 1.0375.
Hour=5, Sec=3570, ControlIter=1, Element=Regulator.vreg3_a, Action= CHANGED -4 TAPS TO 1.04375.
Hour=5, Sec=3570, ControlIter=1, Element=Regulator.vreg2_c, Action= CHANGED -1 TAPS TO 1.00625.
Hour=5, Sec=3570, ControlIter=1, Element=Regulator.vreg2_b, Action= CHANGED -2 TAPS TO 1.00625.
Hour=5, Sec=3570, ControlIter=1, Element=Regulator.vreg2_a, Action= CHANGED -4 TAPS TO 1.00625.
Hour=5, Sec=3570, ControlIter=1, Element=Regulator.feeder_rega, Action= CHANGED -1 TAPS TO 1.00625.
Hour=5, Sec=3570, ControlIter=2, Element=Capacitor.capbank2b, Action=**RESET**
Hour=5, Sec=3570, ControlIter=2, Element=Regulator.vreg4_c, Action= CHANGED -1 TAPS TO 1.01875.
Hour=5, Sec=3570, ControlIter=2, Element=Regulator.vreg4_b, Action= CHANGED -1 TAPS TO 1.03125.
Hour=5, Sec=3570, ControlIter=2, Element=Regulator.vreg3_c, Action= CHANGED -1 TAPS TO 0.99375.
Hour=5, Sec=3570, ControlIter=2, Element=Regulator.vreg3_b, Action= CHANGED -1 TAPS TO 1.03125.
Hour=5, Sec=3570, ControlIter=2, Element=Regulator.vreg2_c, Action= CHANGED -1 TAPS TO 1.
Hour=5, Sec=3570, ControlIter=2, Element=Regulator.vreg2_a, Action= CHANGED 2 TAPS TO 1.01875.
Hour=5, Sec=3570, ControlIter=3, Element=Regulator.vreg2_b, Action= CHANGED 1 TAPS TO 1.0125.
Hour=5, Sec=3570, ControlIter=3, Element=Regulator.vreg2_a, Action= CHANGED 1 TAPS TO 1.025.
Hour=5, Sec=3570, ControlIter=4, Element=Capacitor.capbank2a, Action=**OPENED**
Hour=5, Sec=3570, ControlIter=5, Element=Regulator.vreg4_a, Action= CHANGED 1 TAPS TO 1.03125.
Hour=5, Sec=3570, ControlIter=5, Element=Regulator.vreg3_a, Action= CHANGED 1 TAPS TO 1.05.
Hour=5, Sec=3570, ControlIter=5, Element=Regulator.vreg2_a, Action= CHANGED 2 TAPS TO 1.0375.
Hour=6, Sec=0, ControlIter=1, Element=Capacitor.capbank2a, Action=**ARMED**, DELAY= 370 SEC
Hour=6, Sec=0, ControlIter=1, Element=Regulator.vreg4_a, Action= CHANGED 2 TAPS TO 1.04375.
Hour=6, Sec=0, ControlIter=1, Element=Regulator.vreg3_a, Action= CHANGED 2 TAPS TO 1.0625.
Hour=6, Sec=0, ControlIter=1, Element=Regulator.vreg2_b, Action= CHANGED 2 TAPS TO 1.025.
Hour=6, Sec=0, ControlIter=1, Element=Regulator.vreg2_a, Action= CHANGED 2 TAPS TO 1.05.
Hour=6, Sec=0, ControlIter=2, Element=Regulator.vreg4_b, Action= CHANGED 1 TAPS TO 1.0375.
Hour=6, Sec=0, ControlIter=2, Element=Regulator.vreg2_a, Action= CHANGED -1 TAPS TO 1.04375.
Hour=6, Sec=0, ControlIter=3, Element=Capacitor.capbank2a, Action=**CLOSED**
Hour=6, Sec=0, ControlIter=4, Element=Regulator.vreg3_b, Action= CHANGED 1 TAPS TO 1.0375.
Hour=6, Sec=0, ControlIter=4, Element=Regulator.vreg2_c, Action= CHANGED 1 TAPS TO 1.00625.
Hour=6, Sec=0, ControlIter=4, Element=Regulator.vreg2_a, Action= CHANGED -2 TAPS TO 1.03125.
Hour=6, Sec=60, ControlIter=1, Element=Regulator.vreg4_b, Action= CHANGED 2 TAPS TO 1.05.
Hour=6, Sec=60, ControlIter=1, Element=Regulator.vreg3_b, Action= CHANGED 1 TAPS TO 1.04375.
Hour=6, Sec=60, ControlIter=1, Element=Regulator.vreg3_a, Action= CHANGED 1 TAPS TO 1.06875.
Hour=6, Sec=60, ControlIter=1, Element=Regulator.vreg2_b, Action= CHANGED 1 TAPS TO 1.03125.
Hour=6, Sec=60, ControlIter=1, Element=Regulator.vreg2_a, Action= CHANGED 2 TAPS TO 1.04375.
Hour=6, Sec=60, ControlIter=2, Element=Regulator.vreg4_c, Action= CHANGED 1 TAPS TO 1.025.
Hour=6, Sec=150, ControlIter=1, Element=Regulator.vreg2_b, Action= CHANGED -1 TAPS TO 1.025.
Hour=6, Sec=150, ControlIter=1, Element=Regulator.vreg2_a, Action= CHANGED -1 TAPS TO 1.0375.
Hour=6, Sec=150, ControlIter=2, Element=Regulator.vreg2_a, Action= CHANGED -1 TAPS TO 1.03125.
Hour=6, Sec=180, ControlIter=1, Element=Capacitor.capbank2a, Action=**ARMED**, DELAY= 100 SEC
Hour=6, Sec=180, ControlIter=1, Element=Capacitor.capbank2b, Action=**ARMED**, DELAY= 101 SEC
Hour=6, Sec=180, ControlIter=1, Element=Regulator.vreg4_b, Action= CHANGED -2 TAPS TO 1.0375.
Hour=6, Sec=180, ControlIter=1, Element=Regulator.vreg4_a, Action= CHANGED -2 TAPS TO 1.03125.
Hour=6, Sec=180, ControlIter=1, Element=Regulator.vreg3_b, Action= CHANGED -2 TAPS TO 1.03125.
Hour=6, Sec=180, ControlIter=1, Element=Regulator.vreg3_a, Action= CHANGED -2 TAPS TO 1.05625.
Hour=6, Sec=180, ControlIter=1, Element=Regulator.vreg2_b, Action= CHANGED -2 TAPS TO 1.0125.
Hour=6, Sec=180, ControlIter=1, Element=Regulator.vreg2_a, Action= CHANGED -3 TAPS TO 1.0125.
Hour=6, Sec=180, ControlIter=2, Element=Capacitor.capbank2b, Action=**RESET**
Hour=6, Sec=180, ControlIter=2, Element=Regulator.vreg4_b, Action= CHANGED -1 TAPS TO 1.03125.
Hour=6, Sec=180, ControlIter=2, Element=Regulator.vreg3_a, Action= CHANGED -1 TAPS TO 1.05.
Hour=6, Sec=180, ControlIter=3, Element=Regulator.vreg4_c, Action= CHANGED -1 TAPS TO 1.01875.
Hour=6, Sec=180, ControlIter=3, Element=Regulator.vreg2_a, Action= CHANGED 1 TAPS TO 1.01875.
Hour=6, Sec=180, ControlIter=4, Element=Capacitor.capbank2a, Action=**OPENED**
Hour=6, Sec=180, ControlIter=5, Element=Regulator.vreg2_a, Action= CHANGED 2 TAPS TO 1.03125.
Hour=6, Sec=210, ControlIter=1, Element=Capacitor.capbank2a, Action=**ARMED**, DELAY= 370 SEC
Hour=6, Sec=210, ControlIter=1, Element=Regulator.vreg4_a, Action= CHANGED 1 TAPS TO 1.0375.
Hour=6, Sec=210, ControlIter=1, Element=Regulator.vreg3_a, Action= CHANGED 1 TAPS TO 1.05625.
Hour=6, Sec=210, ControlIter=1, Element=Regulator.vreg2_b, Action= CHANGED 1 TAPS TO 1.01875.
Hour=6, Sec=210, ControlIter=1, Element=Regulator.vreg2_a, Action= CHANGED 1 TAPS TO 1.0375.
Hour=6, Sec=210, ControlIter=2, Element=Capacitor.capbank2a, Action=**CLOSED**
Hour=6, Sec=210, ControlIter=3, Element=Regulator.vreg4_a, Action= CHANGED -1 TAPS TO 1.03125.
Hour=6, Sec=210, ControlIter=3, Element=Regulator.vreg2_a, Action= CHANGED -1 TAPS TO 1.03125.
Hour=6, Sec=240, ControlIter=1, Element=Regulator.vreg4_b, Action= CHANGED 2 TAPS TO 1.04375.
Hour=6, Sec=240, ControlIter=1, Element=Regulator.vreg4_a, Action= CHANGED 1 TAPS TO 1.0375.
Hour=6, Sec=240, ControlIter=1, Element=Regulator.vreg3_b, Action= CHANGED 2 TAPS TO 1.04375.
Hour=6, Sec=240, ControlIter=1, Element=Regulator.vreg3_a, Action= CHANGED 1 TAPS TO 1.0625.
Hour=6, Sec=240, ControlIter=1, Element=Regulator.vreg2_b, Action= CHANGED 2 TAPS TO 1.03125.
Hour=6, Sec=240, ControlIter=1, Element=Regulator.vreg2_a, Action= CHANGED 2 TAPS TO 1.04375.
Hour=6, Sec=240, ControlIter=2, Element=Regulator.vreg4_a, Action= CHANGED 1 TAPS TO 1.04375.
Hour=6, Sec=270, ControlIter=1, Element=Capacitor.capbank2a, Action=**ARMED**, DELAY= 100 SEC
Hour=6, Sec=270, ControlIter=1, Element=Regulator.vreg4_b, Action= CHANGED -2 TAPS TO 1.03125.
Hour=6, Sec=270, ControlIter=1, Element=Regulator.vreg4_a, Action= CHANGED -2 TAPS TO 1.03125.
Hour=6, Sec=270, ControlIter=1, Element=Regulator.vreg3_b, Action= CHANGED -2 TAPS TO 1.03125.
Hour=6, Sec=270, ControlIter=1, Element=Regulator.vreg3_a, Action= CHANGED -2 TAPS TO 1.05.
Hour=6, Sec=270, ControlIter=1, Element=Regulator.vreg2_b, Action= CHANGED -3 TAPS TO 1.0125.
Hour=6, Sec=270, ControlIter=1, Element=Regulator.vreg2_a, Action= CHANGED -4 TAPS TO 1.01875.
Hour=6, Sec=270, ControlIter=2, Element=Capacitor.capbank2a, Action=**OPENED**
Hour=6, Sec=270, ControlIter=3, Element=Regulator.vreg2_a, Action= CHANGED 2 TAPS TO 1.03125.
Hour=6, Sec=300, ControlIter=1, Element=Capacitor.capbank2b, Action=**ARMED**, DELAY= 101 SEC
Hour=6, Sec=300, ControlIter=1, Element=Regulator.vreg4_b, Action= CHANGED -1 TAPS TO 1.025.
Hour=6, Sec=300, ControlIter=2, Element=Capacitor.capbank2b, Action=**RESET**
Hour=6, Sec=390, ControlIter=1, Element=Capacitor.capbank2a, Action=**ARMED**, DELAY= 280 SEC
Hour=6, Sec=390, ControlIter=1, Element=Regulator.vreg4_b, Action= CHANGED 1 TAPS TO 1.03125.
Hour=6, Sec=390, ControlIter=1, Element=Regulator.vreg4_a, Action= CHANGED 1 TAPS TO 1.0375.
Hour=6, Sec=390, ControlIter=1, Element=Regulator.vreg3_a, Action= CHANGED 2 TAPS TO 1.0625.
Hour=6, Sec=390, ControlIter=1, Element=Regulator.vreg2_b, Action= CHANGED 1 TAPS TO 1.01875.
Hour=6, Sec=390, ControlIter=1, Element=Regulator.vreg2_a, Action= CHANGED 2 TAPS TO 1.04375.
Hour=6, Sec=390, ControlIter=2, Element=Regulator.vreg2_b, Action= CHANGED 1 TAPS TO 1.025.
Hour=6, Sec=390, ControlIter=3, Element=Capacitor.capbank2a, Action=**CLOSED**
Hour=6, Sec=390, ControlIter=4, Element=Regulator.vreg3_a, Action= CHANGED -1 TAPS TO 1.05625.
Hour=6, Sec=390, ControlIter=4, Element=Regulator.vreg2_a, Action= CHANGED -2 TAPS TO 1.03125.
Hour=6, Sec=420, ControlIter=1, Element=Regulator.vreg4_b, Action= CHANGED 2 TAPS TO 1.04375.
Hour=6, Sec=420, ControlIter=1, Element=Regulator.vreg4_a, Action= CHANGED 1 TAPS TO 1.04375.
Hour=6, Sec=420, ControlIter=1, Element=Regulator.vreg3_b, Action= CHANGED 2 TAPS TO 1.04375.
Hour=6, Sec=420, ControlIter=1, Element=Regulator.vreg3_a, Action= CHANGED 1 TAPS TO 1.0625.
Hour=6, Sec=420, ControlIter=1, Element=Regulator.vreg2_b, Action= CHANGED 2 TAPS TO 1.0375.
Hour=6, Sec=420, ControlIter=1, Element=Regulator.vreg2_a, Action= CHANGED 2 TAPS TO 1.04375.
Hour=6, Sec=420, ControlIter=2, Element=Regulator.vreg2_b, Action= CHANGED -1 TAPS TO 1.03125.
Hour=6, Sec=450, ControlIter=1, Element=Regulator.vreg2_b, Action= CHANGED -1 TAPS TO 1.025.
Hour=6, Sec=510, ControlIter=1, Element=Regulator.vreg4_c, Action= CHANGED 1 TAPS TO 1.025.
Hour=6, Sec=510, ControlIter=1, Element=Regulator.vreg4_b, Action= CHANGED 2 TAPS TO 1.05625.
Hour=6, Sec=510, ControlIter=1, Element=Regulator.vreg4_a, Action= CHANGED 1 TAPS TO 1.05.
Hour=6, Sec=510, ControlIter=1, Element=Regulator.vreg3_b, Action= CHANGED 1 TAPS TO 1.05.
Hour=6, Sec=510, ControlIter=1, Element=Regulator.vreg3_a, Action= CHANGED 2 TAPS TO 1.075.
Hour=6, Sec=510, ControlIter=1, Element=Regulator.vreg2_c, Action= CHANGED 1 TAPS TO 1.0125.
Hour=6, Sec=510, ControlIter=1, Element=Regulator.vreg2_b, Action= CHANGED 1 TAPS TO 1.03125.
Hour=6, Sec=510, ControlIter=1, Element=Regulator.vreg2_a, Action= CHANGED 2 TAPS TO 1.05625.
Hour=6, Sec=510, ControlIter=2, Element=Regulator.vreg3_c, Action= CHANGED 1 TAPS TO 1.
Hour=6, Sec=540, ControlIter=1, Element=Regulator.vreg4_a, Action= CHANGED 1 TAPS TO 1.05625.
Hour=6, Sec=540, ControlIter=1, Element=Regulator.vreg3_a, Action= CHANGED 1 TAPS TO 1.08125.
Hour=6, Sec=540, ControlIter=2, Element=Regulator.vreg2_a, Action= CHANGED -1 TAPS TO 1.05.
Hour=6, Sec=600, ControlIter=1, Element=Regulator.vreg2_a, Action= CHANGED -1 TAPS TO 1.04375.
Hour=6, Sec=600, ControlIter=2, Element=Regulator.vreg2_a, Action= CHANGED -1 TAPS TO 1.0375.
Hour=6, Sec=630, ControlIter=1, Element=Capacitor.capbank2a, Action=**ARMED**, DELAY= 100 SEC
Hour=6, Sec=630, ControlIter=1, Element=Regulator.vreg4_b, Action= CHANGED -3 TAPS TO 1.0375.
Hour=6, Sec=630, ControlIter=1, Element=Regulator.vreg4_a, Action= CHANGED -3 TAPS TO 1.0375.
Hour=6, Sec=630, ControlIter=1, Element=Regulator.vreg3_b, Action= CHANGED -2 TAPS TO 1.0375.
Hour=6, Sec=630, ControlIter=1, Element=Regulator.vreg3_a, Action= CHANGED -3 TAPS TO 1.0625.
Hour=6, Sec=630, ControlIter=1, Element=Regulator.vreg2_c, Action= CHANGED -1 TAPS TO 1.00625.
Hour=6, Sec=630, ControlIter=1, Element=Regulator.vreg2_b, Action= CHANGED -3 TAPS TO 1.0125.
Hour=6, Sec=630, ControlIter=1, Element=Regulator.vreg2_a, Action= CHANGED -4 TAPS TO 1.0125.
Hour=6, Sec=630, ControlIter=2, Element=Capacitor.capbank2a, Action=**RESET**
Hour=6, Sec=630, ControlIter=2, Element=Regulator.vreg4_a, Action= CHANGED -1 TAPS TO 1.03125.
Hour=6, Sec=630, ControlIter=2, Element=Regulator.vreg3_a, Action= CHANGED -1 TAPS TO 1.05625.
Hour=6, Sec=630, ControlIter=3, Element=Regulator.vreg2_c, Action= CHANGED -1 TAPS TO 1.
Hour=6, Sec=630, ControlIter=3, Element=Regulator.vreg2_a, Action= CHANGED 1 TAPS TO 1.01875.
Hour=6, Sec=660, ControlIter=1, Element=Regulator.vreg4_b, Action= CHANGED 2 TAPS TO 1.05.
Hour=6, Sec=660, ControlIter=1, Element=Regulator.vreg4_a, Action= CHANGED 2 TAPS TO 1.04375.
Hour=6, Sec=660, ControlIter=1, Element=Regulator.vreg3_b, Action= CHANGED 1 TAPS TO 1.04375.
Hour=6, Sec=660, ControlIter=1, Element=Regulator.vreg3_a, Action= CHANGED 2 TAPS TO 1.06875.
Hour=6, Sec=660, ControlIter=1, Element=Regulator.vreg2_b, Action= CHANGED 2 TAPS TO 1.025.
Hour=6, Sec=660, ControlIter=1, Element=Regulator.vreg2_a, Action= CHANGED 4 TAPS TO 1.04375.
Hour=6, Sec=690, ControlIter=1, Element=Regulator.vreg4_b, Action= CHANGED 1 TAPS TO 1.05625.
Hour=6, Sec=690, ControlIter=1, Element=Regulator.vreg4_a, Action= CHANGED 1 TAPS TO 1.05.
Hour=6, Sec=690, ControlIter=1, Element=Regulator.vreg3_b, Action= CHANGED 1 TAPS TO 1.05.
Hour=6, Sec=690, ControlIter=1, Element=Regulator.vreg3_a, Action= CHANGED 1 TAPS TO 1.075.
Hour=6, Sec=690, ControlIter=1, Element=Regulator.vreg2_b, Action= CHANGED 1 TAPS TO 1.03125.
Hour=6, Sec=690, ControlIter=1, Element=Regulator.vreg2_a, Action= CHANGED 1 TAPS TO 1.05.
Hour=6, Sec=690, ControlIter=2, Element=Regulator.vreg2_c, Action= CHANGED 1 TAPS TO 1.00625.
Hour=6, Sec=720, ControlIter=1, Element=Regulator.vreg2_b, Action= CHANGED -1 TAPS TO 1.025.
Hour=6, Sec=720, ControlIter=1, Element=Regulator.vreg2_a, Action= CHANGED -2 TAPS TO 1.0375.
Hour=6, Sec=750, ControlIter=1, Element=Regulator.vreg4_b, Action= CHANGED -2 TAPS TO 1.04375.
Hour=6, Sec=750, ControlIter=1, Element=Regulator.vreg4_a, Action= CHANGED -1 TAPS TO 1.04375.
Hour=6, Sec=750, ControlIter=1, Element=Regulator.vreg3_b, Action= CHANGED -1 TAPS TO 1.04375.
Hour=6, Sec=750, ControlIter=1, Element=Regulator.vreg3_a, Action= CHANGED -2 TAPS TO 1.0625.
Hour=6, Sec=750, ControlIter=1, Element=Regulator.vreg2_b, Action= CHANGED -1 TAPS TO 1.01875.
Hour=6, Sec=750, ControlIter=1, Element=Regulator.vreg2_a, Action= CHANGED -2 TAPS TO 1.025.
Hour=6, Sec=780, ControlIter=1, Element=Regulator.vreg4_a, Action= CHANGED -1 TAPS TO 1.0375.
Hour=6, Sec=810, ControlIter=1, Element=Regulator.vreg4_b, Action= CHANGED -1 TAPS TO 1.0375.
Hour=6, Sec=810, ControlIter=1, Element=Regulator.vreg3_b, Action= CHANGED -1 TAPS TO 1.0375.
Hour=6, Sec=810, ControlIter=1, Element=Regulator.vreg3_a, Action= CHANGED -1 TAPS TO 1.05625.
Hour=6, Sec=840, ControlIter=1, Element=Capacitor.capbank2a, Action=**ARMED**, DELAY= 100 SEC
Hour=6, Sec=840, ControlIter=1, Element=Regulator.vreg4_a, Action= CHANGED -1 TAPS TO 1.03125.
Hour=6, Sec=840, ControlIter=1, Element=Regulator.vreg3_a, Action= CHANGED -1 TAPS TO 1.05.
Hour=6, Sec=840, ControlIter=1, Element=Regulator.vreg2_c, Action= CHANGED -1 TAPS TO 1.
Hour=6, Sec=840, ControlIter=2, Element=Capacitor.capbank2a, Action=**RESET**
Hour=6, Sec=870, ControlIter=1, Element=Regulator.vreg2_a, Action= CHANGED 2 TAPS TO 1.0375.
Hour=6, Sec=900, ControlIter=1, Element=Regulator.vreg4_b, Action= CHANGED 1 TAPS TO 1.04375.
Hour=6, Sec=900, ControlIter=1, Element=Regulator.vreg4_a, Action= CHANGED 2 TAPS TO 1.04375.
Hour=6, Sec=900, ControlIter=1, Element=Regulator.vreg3_b, Action= CHANGED 1 TAPS TO 1.04375.
Hour=6, Sec=900, ControlIter=1, Element=Regulator.vreg3_a, Action= CHANGED 2 TAPS TO 1.0625.
Hour=6, Sec=900, ControlIter=1, Element=Regulator.vreg2_b, Action= CHANGED 2 TAPS TO 1.03125.
Hour=6, Sec=900, ControlIter=1, Element=Regulator.vreg2_a, Action= CHANGED 3 TAPS TO 1.05625.
Hour=6, Sec=900, ControlIter=2, Element=Regulator.vreg3_a, Action= CHANGED 1 TAPS TO 1.06875.
Hour=6, Sec=900, ControlIter=3, Element=Regulator.vreg2_a, Action= CHANGED -1 TAPS TO 1.05.
Hour=6, Sec=900, ControlIter=4, Element=Regulator.vreg2_a, Action= CHANGED -1 TAPS TO 1.04375.
Hour=6, Sec=930, ControlIter=1, Element=Regulator.vreg4_b, Action= CHANGED 2 TAPS TO 1.05625.
Hour=6, Sec=930, ControlIter=1, Element=Regulator.vreg4_a, Action= CHANGED 2 TAPS TO 1.05625.
Hour=6, Sec=930, ControlIter=1, Element=Regulator.vreg3_b, Action= CHANGED 1 TAPS TO 1.05.
Hour=6, Sec=930, ControlIter=1, Element=Regulator.vreg3_a, Action= CHANGED 2 TAPS TO 1.08125.
Hour=6, Sec=930, ControlIter=1, Element=Regulator.vreg2_b, Action= CHANGED 1 TAPS TO 1.0375.
Hour=6, Sec=930, ControlIter=1, Element=Regulator.vreg2_a, Action= CHANGED 2 TAPS TO 1.05625.
Hour=6, Sec=930, ControlIter=2, Element=Regulator.vreg2_c, Action= CHANGED 1 TAPS TO 1.00625.
Hour=6, Sec=930, ControlIter=2, Element=Regulator.vreg2_a, Action= CHANGED -1 TAPS TO 1.05.
Hour=6, Sec=960, ControlIter=1, Element=Regulator.vreg4_b, Action= CHANGED 1 TAPS TO 1.0625.
Hour=6, Sec=960, ControlIter=1, Element=Regulator.vreg3_b, Action= CHANGED 1 TAPS TO 1.05625.
Hour=6, Sec=960, ControlIter=2, Element=Regulator.vreg2_b, Action= CHANGED -1 TAPS TO 1.03125.
Hour=6, Sec=990, ControlIter=1, Element=Regulator.vreg3_a, Action= CHANGED 1 TAPS TO 1.0875.
Hour=6, Sec=1260, ControlIter=1, Element=Regulator.feeder_regb, Action= CHANGED 1 TAPS TO 1.0125.
Hour=6, Sec=1260, ControlIter=2, Element=Regulator.vreg4_a, Action= CHANGED 1 TAPS TO 1.0625.
Hour=6, Sec=1260, ControlIter=2, Element=Regulator.vreg2_b, Action= CHANGED -1 TAPS TO 1.025.
Hour=6, Sec=1560, ControlIter=1, Element=Regulator.vreg3_b, Action= CHANGED -1 TAPS TO 1.05.
Hour=6, Sec=1680, ControlIter=1, Element=Regulator.vreg4_b, Action= CHANGED -1 TAPS TO 1.05625.
Hour=6, Sec=1680, ControlIter=1, Element=Regulator.vreg2_a, Action= CHANGED -1 TAPS TO 1.04375.
Hour=6, Sec=1860, ControlIter=1, Element=Regulator.vreg2_a, Action= CHANGED -1 TAPS TO 1.0375.
Hour=6, Sec=1890, ControlIter=1, Element=Regulator.vreg4_b, Action= CHANGED -1 TAPS TO 1.05.
Hour=6, Sec=1890, ControlIter=1, Element=Regulator.vreg4_a, Action= CHANGED -1 TAPS TO 1.05625.
Hour=6, Sec=1920, ControlIter=1, Element=Regulator.vreg3_b, Action= CHANGED -1 TAPS TO 1.04375.
Hour=6, Sec=1920, ControlIter=1, Element=Regulator.vreg3_a, Action= CHANGED -1 TAPS TO 1.08125.
Hour=6, Sec=1920, ControlIter=1, Element=Regulator.vreg2_b, Action= CHANGED -1 TAPS TO 1.01875.
Hour=6, Sec=1920, ControlIter=1, Element=Regulator.vreg2_a, Action= CHANGED -1 TAPS TO 1.03125.
Hour=6, Sec=1950, ControlIter=1, Element=Regulator.vreg4_b, Action= CHANGED -1 TAPS TO 1.04375.
Hour=6, Sec=1950, ControlIter=1, Element=Regulator.vreg4_a, Action= CHANGED -1 TAPS TO 1.05.
Hour=6, Sec=1950, ControlIter=1, Element=Regulator.vreg3_a, Action= CHANGED -1 TAPS TO 1.075.
Hour=6, Sec=1980, ControlIter=1, Element=Regulator.vreg4_b, Action= CHANGED -1 TAPS TO 1.0375.
Hour=6, Sec=1980, ControlIter=1, Element=Regulator.vreg4_a, Action= CHANGED -1 TAPS TO 1.04375.
Hour=6, Sec=1980, ControlIter=1, Element=Regulator.vreg3_b, Action= CHANGED -1 TAPS TO 1.0375.
Hour=6, Sec=1980, ControlIter=1, Element=Regulator.vreg3_a, Action= CHANGED -1 TAPS TO 1.06875.
Hour=6, Sec=1980, ControlIter=1, Element=Regulator.vreg2_b, Action= CHANGED -1 TAPS TO 1.0125.
Hour=6, Sec=1980, ControlIter=1, Element=Regulator.vreg2_a, Action= CHANGED -1 TAPS TO 1.025.
Hour=6, Sec=1980, ControlIter=2, Element=Regulator.vreg3_a, Action= CHANGED -1 TAPS TO 1.0625.
Hour=6, Sec=2010, ControlIter=1, Element=Regulator.vreg4_b, Action= CHANGED 1 TAPS TO 1.04375.
Hour=6, Sec=2010, ControlIter=1, Element=Regulator.vreg4_a, Action= CHANGED 1 TAPS TO 1.05.
Hour=6, Sec=2010, ControlIter=1, Element=Regulator.vreg3_a, Action= CHANGED 2 TAPS TO 1.075.
Hour=6, Sec=2010, ControlIter=1, Element=Regulator.vreg2_b, Action= CHANGED 2 TAPS TO 1.025.
Hour=6, Sec=2010, ControlIter=1, Element=Regulator.vreg2_a, Action= CHANGED 3 TAPS TO 1.04375.
Hour=6, Sec=2040, ControlIter=1, Element=Regulator.vreg2_a, Action= CHANGED -1 TAPS TO 1.0375.
Hour=6, Sec=2100, ControlIter=1, Element=Capacitor.capbank2a, Action=**ARMED**, DELAY= 100 SEC
Hour=6, Sec=2100, ControlIter=1, Element=Capacitor.capbank2b, Action=**ARMED**, DELAY= 101 SEC
Hour=6, Sec=2100, ControlIter=1, Element=Regulator.vreg4_b, Action= CHANGED -3 TAPS TO 1.025.
Hour=6, Sec=2100, ControlIter=1, Element=Regulator.vreg4_a, Action= CHANGED -3 TAPS TO 1.03125.
Hour=6, Sec=2100, ControlIter=1, Element=Regulator.vreg3_b, Action= CHANGED -2 TAPS TO 1.025.
Hour=6, Sec=2100, ControlIter=1, Element=Regulator.vreg3_a, Action= CHANGED -3 TAPS TO 1.05625.
Hour=6, Sec=2100, ControlIter=1, Element=Regulator.vreg2_c, Action= CHANGED -1 TAPS TO 1.
Hour=6, Sec=2100, ControlIter=1, Element=Regulator.vreg2_b, Action= CHANGED -3 TAPS TO 1.00625.
Hour=6, Sec=2100, ControlIter=1, Element=Regulator.vreg2_a, Action= CHANGED -4 TAPS TO 1.0125.
Hour=6, Sec=2100, ControlIter=1, Element=Regulator.feeder_regb, Action= CHANGED -1 TAPS TO 1.00625.
Hour=6, Sec=2100, ControlIter=2, Element=Capacitor.capbank2b, Action=**RESET**
Hour=6, Sec=2100, ControlIter=2, Element=Regulator.vreg4_c, Action= CHANGED -1 TAPS TO 1.01875.
Hour=6, Sec=2100, ControlIter=2, Element=Regulator.vreg4_a, Action= CHANGED -1 TAPS TO 1.025.
Hour=6, Sec=2100, ControlIter=2, Element=Regulator.vreg3_c, Action= CHANGED -1 TAPS TO 0.99375.
Hour=6, Sec=2100, ControlIter=2, Element=Regulator.vreg3_a, Action= CHANGED -2 TAPS TO 1.04375.
Hour=6, Sec=2100, ControlIter=2, Element=Regulator.vreg2_b, Action= CHANGED 2 TAPS TO 1.01875.
Hour=6, Sec=2100, ControlIter=3, Element=Regulator.vreg2_a, Action= CHANGED 1 TAPS TO 1.01875.
Hour=6, Sec=2100, ControlIter=4, Element=Capacitor.capbank2a, Action=**OPENED**
Hour=6, Sec=2100, ControlIter=5, Element=Regulator.vreg4_a, Action= CHANGED 1 TAPS TO 1.03125.
Hour=6, Sec=2100, ControlIter=5, Element=Regulator.vreg3_a, Action= CHANGED 1 TAPS TO 1.05.
Hour=6, Sec=2100, ControlIter=5, Element=Regulator.vreg2_a, Action= CHANGED 2 TAPS TO 1.03125.
Hour=6, Sec=2160, ControlIter=1, Element=Capacitor.capbank2a, Action=**ARMED**, DELAY= 340 SEC
Hour=6, Sec=2160, ControlIter=1, Element=Regulator.vreg4_b, Action= CHANGED 2 TAPS TO 1.0375.
Hour=6, Sec=2160, ControlIter=1, Element=Regulator.vreg4_a, Action= CHANGED 2 TAPS TO 1.04375.
Hour=6, Sec=2160, ControlIter=1, Element=Regulator.vreg3_b, Action= CHANGED 2 TAPS TO 1.0375.
Hour=6, Sec=2160, ControlIter=1, Element=Regulator.vreg3_a, Action= CHANGED 2 TAPS TO 1.0625.
Hour=6, Sec=2160, ControlIter=1, Element=Regulator.vreg2_b, Action= CHANGED 2 TAPS TO 1.03125.
Hour=6, Sec=2160, ControlIter=1, Element=Regulator.vreg2_a, Action= CHANGED 4 TAPS TO 1.05625.
Hour=6, Sec=2160, ControlIter=1, Element=Regulator.feeder_rega, Action= CHANGED 1 TAPS TO 1.0125.
Hour=6, Sec=2160, ControlIter=2, Element=Regulator.vreg2_c, Action= CHANGED 1 TAPS TO 1.00625.
Hour=6, Sec=2160, ControlIter=2, Element=Regulator.vreg2_a, Action= CHANGED -2 TAPS TO 1.04375.
Hour=6, Sec=2160, ControlIter=3, Element=Capacitor.capbank2a, Action=**CLOSED**
Hour=6, Sec=2160, ControlIter=4, Element=Regulator.vreg4_a, Action= CHANGED -1 TAPS TO 1.0375.
Hour=6, Sec=2160, ControlIter=4, Element=Regulator.vreg3_a, Action= CHANGED -1 TAPS TO 1.05625.
Hour=6, Sec=2160, ControlIter=4, Element=Regulator.vreg2_a, Action= CHANGED -2 TAPS TO 1.03125.
Hour=6, Sec=2190, ControlIter=1, Element=Regulator.vreg4_c, Action= CHANGED 1 TAPS TO 1.025.
Hour=6, Sec=2190, ControlIter=1, Element=Regulator.vreg4_b, Action= CHANGED 2 TAPS TO 1.05.
Hour=6, Sec=2190, ControlIter=1, Element=Regulator.vreg4_a, Action= CHANGED 1 TAPS TO 1.04375.
Hour=6, Sec=2190, ControlIter=1, Element=Regulator.vreg3_b, Action= CHANGED 2 TAPS TO 1.05.
Hour=6, Sec=2190, ControlIter=1, Element=Regulator.vreg3_a, Action= CHANGED 2 TAPS TO 1.06875.
Hour=6, Sec=2190, ControlIter=1, Element=Regulator.vreg2_b, Action= CHANGED 1 TAPS TO 1.0375.
Hour=6, Sec=2190, ControlIter=1, Element=Regulator.vreg2_a, Action= CHANGED 2 TAPS TO 1.04375.
Hour=6, Sec=2190, ControlIter=2, Element=Regulator.vreg3_c, Action= CHANGED 1 TAPS TO 1.
Hour=6, Sec=2190, ControlIter=2, Element=Regulator.vreg2_c, Action= CHANGED 1 TAPS TO 1.0125.
Hour=6, Sec=2190, ControlIter=2, Element=Regulator.vreg2_b, Action= CHANGED -1 TAPS TO 1.03125.
Hour=6, Sec=2220, ControlIter=1, Element=Regulator.vreg4_b, Action= CHANGED 1 TAPS TO 1.05625.
Hour=6, Sec=2310, ControlIter=1, Element=Regulator.vreg2_b, Action= CHANGED -1 TAPS TO 1.025.
Hour=6, Sec=2310, ControlIter=1, Element=Regulator.vreg2_a, Action= CHANGED -1 TAPS TO 1.0375.
Hour=6, Sec=2490, ControlIter=1, Element=Regulator.vreg3_a, Action= CHANGED -1 TAPS TO 1.0625.
Hour=6, Sec=2490, ControlIter=1, Element=Regulator.vreg2_a, Action= CHANGED -1 TAPS TO 1.03125.
Hour=6, Sec=2520, ControlIter=1, Element=Regulator.vreg2_a, Action= CHANGED 1 TAPS TO 1.0375.
Hour=6, Sec=2520, ControlIter=2, Element=Regulator.vreg2_a, Action= CHANGED 1 TAPS TO 1.04375.
Hour=6, Sec=2550, ControlIter=1, Element=Regulator.vreg2_a, Action= CHANGED -1 TAPS TO 1.0375.
Hour=6, Sec=2640, ControlIter=1, Element=Regulator.vreg4_b, Action= CHANGED -2 TAPS TO 1.04375.
Hour=6, Sec=2640, ControlIter=1, Element=Regulator.vreg4_a, Action= CHANGED -2 TAPS TO 1.03125.
Hour=6, Sec=2640, ControlIter=1, Element=Regulator.vreg3_b, Action= CHANGED -1 TAPS TO 1.04375.
Hour=6, Sec=2640, ControlIter=1, Element=Regulator.vreg3_a, Action= CHANGED -2 TAPS TO 1.05.
Hour=6, Sec=2640, ControlIter=1, Element=Regulator.vreg2_c, Action= CHANGED -1 TAPS TO 1.00625.
Hour=6, Sec=2640, ControlIter=1, Element=Regulator.vreg2_b, Action= CHANGED -2 TAPS TO 1.0125.
Hour=6, Sec=2640, ControlIter=1, Element=Regulator.vreg2_a, Action= CHANGED -2 TAPS TO 1.025.
Hour=6, Sec=2670, ControlIter=1, Element=Regulator.vreg4_b, Action= CHANGED 1 TAPS TO 1.05.
Hour=6, Sec=2670, ControlIter=1, Element=Regulator.vreg4_a, Action= CHANGED 1 TAPS TO 1.0375.
Hour=6, Sec=2670, ControlIter=1, Element=Regulator.vreg3_a, Action= CHANGED 2 TAPS TO 1.0625.
Hour=6, Sec=2670, ControlIter=1, Element=Regulator.vreg2_b, Action= CHANGED 2 TAPS TO 1.025.
Hour=6, Sec=2670, ControlIter=1, Element=Regulator.vreg2_a, Action= CHANGED 4 TAPS TO 1.05.
Hour=6, Sec=2700, ControlIter=1, Element=Regulator.vreg4_b, Action= CHANGED 1 TAPS TO 1.05625.
Hour=6, Sec=2700, ControlIter=1, Element=Regulator.vreg4_a, Action= CHANGED 1 TAPS TO 1.04375.
Hour=6, Sec=2700, ControlIter=1, Element=Regulator.vreg3_b, Action= CHANGED 1 TAPS TO 1.05.
Hour=6, Sec=2700, ControlIter=1, Element=Regulator.vreg3_a, Action= CHANGED 1 TAPS TO 1.06875.
Hour=6, Sec=2700, ControlIter=1, Element=Regulator.vreg2_b, Action= CHANGED 1 TAPS TO 1.03125.
Hour=6, Sec=2730, ControlIter=1, Element=Regulator.vreg2_a, Action= CHANGED -1 TAPS TO 1.04375.
Hour=6, Sec=2790, ControlIter=1, Element=Regulator.vreg3_a, Action= CHANGED -1 TAPS TO 1.0625.
Hour=6, Sec=2790, ControlIter=1, Element=Regulator.vreg2_b, Action= CHANGED -1 TAPS TO 1.025.
Hour=6, Sec=2790, ControlIter=1, Element=Regulator.vreg2_a, Action= CHANGED -2 TAPS TO 1.03125.
Hour=6, Sec=2820, ControlIter=1, Element=Regulator.vreg4_b, Action= CHANGED -2 TAPS TO 1.04375.
Hour=6, Sec=2820, ControlIter=1, Element=Regulator.vreg4_a, Action= CHANGED -2 TAPS TO 1.03125.
Hour=6, Sec=2820, ControlIter=1, Element=Regulator.vreg3_b, Action= CHANGED -1 TAPS TO 1.04375.
Hour=6, Sec=2820, ControlIter=1, Element=Regulator.vreg3_a, Action= CHANGED -1 TAPS TO 1.05625.
Hour=6, Sec=2820, ControlIter=1, Element=Regulator.vreg2_b, Action= CHANGED -2 TAPS TO 1.0125.
Hour=6, Sec=2820, ControlIter=1, Element=Regulator.vreg2_a, Action= CHANGED -1 TAPS TO 1.025.
Hour=6, Sec=2850, ControlIter=1, Element=Regulator.vreg2_b, Action= CHANGED 1 TAPS TO 1.01875.
Hour=6, Sec=2850, ControlIter=1, Element=Regulator.vreg2_a, Action= CHANGED 1 TAPS TO 1.03125.
Hour=6, Sec=2850, ControlIter=2, Element=Regulator.vreg2_a, Action= CHANGED 1 TAPS TO 1.0375.
Hour=6, Sec=2880, ControlIter=1, Element=Regulator.vreg4_b, Action= CHANGED 2 TAPS TO 1.05625.
Hour=6, Sec=2880, ControlIter=1, Element=Regulator.vreg4_a, Action= CHANGED 2 TAPS TO 1.04375.
Hour=6, Sec=2880, ControlIter=1, Element=Regulator.vreg3_b, Action= CHANGED 2 TAPS TO 1.05625.
Hour=6, Sec=2880, ControlIter=1, Element=Regulator.vreg3_a, Action= CHANGED 2 TAPS TO 1.06875.
Hour=6, Sec=2880, ControlIter=1, Element=Regulator.vreg2_b, Action= CHANGED 2 TAPS TO 1.03125.
Hour=6, Sec=2880, ControlIter=1, Element=Regulator.vreg2_a, Action= CHANGED 3 TAPS TO 1.05625.
Hour=6, Sec=2880, ControlIter=1, Element=Regulator.feeder_regb, Action= CHANGED 1 TAPS TO 1.0125.
Hour=6, Sec=2880, ControlIter=2, Element=Regulator.vreg4_a, Action= CHANGED 1 TAPS TO 1.05.
Hour=6, Sec=2880, ControlIter=2, Element=Regulator.vreg3_b, Action= CHANGED -1 TAPS TO 1.05.
Hour=6, Sec=2880, ControlIter=2, Element=Regulator.vreg3_a, Action= CHANGED 1 TAPS TO 1.075.
Hour=6, Sec=2880, ControlIter=2, Element=Regulator.vreg2_b, Action= CHANGED -2 TAPS TO 1.01875.
Hour=6, Sec=2880, ControlIter=3, Element=Regulator.vreg2_a, Action= CHANGED -1 TAPS TO 1.05.
Hour=6, Sec=2910, ControlIter=1, Element=Regulator.vreg2_b, Action= CHANGED 1 TAPS TO 1.025.
Hour=6, Sec=3120, ControlIter=1, Element=Regulator.vreg2_a, Action= CHANGED -1 TAPS TO 1.04375.
Hour=6, Sec=3330, ControlIter=1, Element=Regulator.vreg4_b, Action= CHANGED -1 TAPS TO 1.05.
Hour=6, Sec=3330, ControlIter=1, Element=Regulator.vreg4_a, Action= CHANGED -1 TAPS TO 1.04375.
Hour=6, Sec=3330, ControlIter=1, Element=Regulator.vreg3_b, Action= CHANGED -1 TAPS TO 1.04375.
Hour=6, Sec=3330, ControlIter=1, Element=Regulator.vreg3_a, Action= CHANGED -1 TAPS TO 1.06875.
Hour=6, Sec=3330, ControlIter=1, Element=Regulator.vreg2_b, Action= CHANGED -1 TAPS TO 1.01875.
Hour=6, Sec=3330, ControlIter=1, Element=Regulator.vreg2_a, Action= CHANGED -2 TAPS TO 1.03125.
Hour=6, Sec=3360, ControlIter=1, Element=Capacitor.capbank2a, Action=**ARMED**, DELAY= 100 SEC
Hour=6, Sec=3360, ControlIter=1, Element=Regulator.vreg4_b, Action= CHANGED -2 TAPS TO 1.0375.
Hour=6, Sec=3360, ControlIter=1, Element=Regulator.vreg4_a, Action= CHANGED -2 TAPS TO 1.03125.
Hour=6, Sec=3360, ControlIter=1, Element=Regulator.vreg3_b, Action= CHANGED -2 TAPS TO 1.03125.
Hour=6, Sec=3360, ControlIter=1, Element=Regulator.vreg3_a, Action= CHANGED -2 TAPS TO 1.05625.
Hour=6, Sec=3360, ControlIter=1, Element=Regulator.vreg2_b, Action= CHANGED -2 TAPS TO 1.00625.
Hour=6, Sec=3360, ControlIter=1, Element=Regulator.vreg2_a, Action= CHANGED -3 TAPS TO 1.0125.
Hour=6, Sec=3360, ControlIter=2, Element=Capacitor.capbank2a, Action=**RESET**
Hour=6, Sec=3360, ControlIter=2, Element=Regulator.vreg4_b, Action= CHANGED -1 TAPS TO 1.03125.
Hour=6, Sec=3360, ControlIter=2, Element=Regulator.vreg3_a, Action= CHANGED -1 TAPS TO 1.05.
Hour=6, Sec=3360, ControlIter=2, Element=Regulator.vreg2_b, Action= CHANGED 1 TAPS TO 1.0125.
Hour=6, Sec=3360, ControlIter=3, Element=Regulator.vreg2_a, Action= CHANGED 1 TAPS TO 1.01875.
Hour=6, Sec=3390, ControlIter=1, Element=Regulator.vreg2_b, Action= CHANGED 1 TAPS TO 1.01875.
Hour=6, Sec=3390, ControlIter=1, Element=Regulator.vreg2_a, Action= CHANGED 2 TAPS TO 1.03125.
Hour=6, Sec=3420, ControlIter=1, Element=Capacitor.capbank2a, Action=**ARMED**, DELAY= 100 SEC
Hour=6, Sec=3420, ControlIter=1, Element=Regulator.vreg4_a, Action= CHANGED -1 TAPS TO 1.025.
Hour=6, Sec=3420, ControlIter=1, Element=Regulator.vreg3_a, Action= CHANGED -1 TAPS TO 1.04375.
Hour=6, Sec=3420, ControlIter=1, Element=Regulator.vreg2_a, Action= CHANGED -1 TAPS TO 1.025.
Hour=6, Sec=3420, ControlIter=2, Element=Capacitor.capbank2a, Action=**RESET**
Hour=6, Sec=3450, ControlIter=1, Element=Capacitor.capbank2a, Action=**ARMED**, DELAY= 100 SEC
Hour=6, Sec=3450, ControlIter=1, Element=Regulator.vreg4_c, Action= CHANGED -1 TAPS TO 1.01875.
Hour=6, Sec=3450, ControlIter=1, Element=Regulator.vreg4_b, Action= CHANGED -1 TAPS TO 1.025.
Hour=6, Sec=3450, ControlIter=1, Element=Regulator.vreg4_a, Action= CHANGED -1 TAPS TO 1.01875.
Hour=6, Sec=3450, ControlIter=1, Element=Regulator.vreg3_b, Action= CHANGED -1 TAPS TO 1.025.
Hour=6, Sec=3450, ControlIter=1, Element=Regulator.vreg3_a, Action= CHANGED -1 TAPS TO 1.0375.
Hour=6, Sec=3450, ControlIter=1, Element=Regulator.vreg2_c, Action= CHANGED -1 TAPS TO 1.
Hour=6, Sec=3450, ControlIter=1, Element=Regulator.vreg2_b, Action= CHANGED -1 TAPS TO 1.0125.
Hour=6, Sec=3450, ControlIter=1, Element=Regulator.feeder_rega, Action= CHANGED -1 TAPS TO 1.00625.
Hour=6, Sec=3450, ControlIter=2, Element=Capacitor.capbank2a, Action=**RESET**
Hour=6, Sec=3450, ControlIter=2, Element=Regulator.vreg2_a, Action= CHANGED 1 TAPS TO 1.03125.
Hour=6, Sec=3480, ControlIter=1, Element=Capacitor.capbank2a, Action=**ARMED**, DELAY= 100 SEC
Hour=6, Sec=3480, ControlIter=1, Element=Regulator.vreg3_c, Action= CHANGED -1 TAPS TO 0.99375.
Hour=6, Sec=3480, ControlIter=2, Element=Capacitor.capbank2a, Action=**OPENED**
Hour=6, Sec=3480, ControlIter=3, Element=Regulator.vreg4_b, Action= CHANGED -1 TAPS TO 1.01875.
Hour=6, Sec=3480, ControlIter=3, Element=Regulator.vreg4_a, Action= CHANGED 2 TAPS TO 1.03125.
Hour=6, Sec=3480, ControlIter=3, Element=Regulator.vreg3_a, Action= CHANGED 2 TAPS TO 1.05.
Hour=6, Sec=3480, ControlIter=3, Element=Regulator.vreg2_a, Action= CHANGED 2 TAPS TO 1.04375.
Hour=6, Sec=3480, ControlIter=4, Element=Regulator.vreg2_a, Action= CHANGED -1 TAPS TO 1.0375.
Hour=7, Sec=60, ControlIter=1, Element=Capacitor.capbank2a, Action=**ARMED**, DELAY= 220 SEC
Hour=7, Sec=60, ControlIter=1, Element=Regulator.vreg4_c, Action= CHANGED 1 TAPS TO 1.025.
Hour=7, Sec=60, ControlIter=1, Element=Regulator.vreg4_b, Action= CHANGED 4 TAPS TO 1.04375.
Hour=7, Sec=60, ControlIter=1, Element=Regulator.vreg4_a, Action= CHANGED 6 TAPS TO 1.06875.
Hour=7, Sec=60, ControlIter=1, Element=Regulator.vreg3_c, Action= CHANGED 1 TAPS TO 1.
Hour=7, Sec=60, ControlIter=1, Element=Regulator.vreg3_b, Action= CHANGED 3 TAPS TO 1.04375.
Hour=7, Sec=60, ControlIter=1, Element=Regulator.vreg3_a, Action= CHANGED 7 TAPS TO 1.09375.
Hour=7, Sec=60, ControlIter=1, Element=Regulator.vreg2_c, Action= CHANGED 1 TAPS TO 1.00625.
Hour=7, Sec=60, ControlIter=1, Element=Regulator.vreg2_b, Action= CHANGED 4 TAPS TO 1.0375.
Hour=7, Sec=60, ControlIter=1, Element=Regulator.vreg2_a, Action= CHANGED 9 TAPS TO 1.09375.
Hour=7, Sec=60, ControlIter=1, Element=Regulator.feeder_rega, Action= CHANGED 2 TAPS TO 1.01875.
Hour=7, Sec=60, ControlIter=2, Element=Regulator.vreg4_b, Action= CHANGED 2 TAPS TO 1.05625.
Hour=7, Sec=60, ControlIter=2, Element=Regulator.vreg4_a, Action= CHANGED -1 TAPS TO 1.0625.
Hour=7, Sec=60, ControlIter=2, Element=Regulator.vreg3_b, Action= CHANGED 1 TAPS TO 1.05.
Hour=7, Sec=60, ControlIter=2, Element=Regulator.vreg2_a, Action= CHANGED -6 TAPS TO 1.05625.
Hour=7, Sec=60, ControlIter=3, Element=Regulator.vreg3_a, Action= CHANGED -1 TAPS TO 1.0875.
Hour=7, Sec=60, ControlIter=3, Element=Regulator.vreg2_a, Action= CHANGED -2 TAPS TO 1.04375.
Hour=7, Sec=60, ControlIter=4, Element=Capacitor.capbank2a, Action=**CLOSED**
Hour=7, Sec=60, ControlIter=5, Element=Regulator.vreg4_a, Action= CHANGED -2 TAPS TO 1.05.
Hour=7, Sec=60, ControlIter=5, Element=Regulator.vreg3_a, Action= CHANGED -2 TAPS TO 1.075.
Hour=7, Sec=60, ControlIter=5, Element=Regulator.vreg2_a, Action= CHANGED -2 TAPS TO 1.03125.
Hour=7, Sec=60, ControlIter=6, Element=Regulator.vreg2_a, Action= CHANGED 1 TAPS TO 1.0375.
Hour=7, Sec=120, ControlIter=1, Element=Regulator.vreg4_b, Action= CHANGED -1 TAPS TO 1.05.
Hour=7, Sec=120, ControlIter=1, Element=Regulator.vreg4_a, Action= CHANGED -2 TAPS TO 1.0375.
Hour=7, Sec=120, ControlIter=1, Element=Regulator.vreg3_b, Action= CHANGED -1 TAPS TO 1.04375.
Hour=7, Sec=120, ControlIter=1, Element=Regulator.vreg3_a, Action= CHANGED -2 TAPS TO 1.0625.
Hour=7, Sec=120, ControlIter=1, Element=Regulator.vreg2_b, Action= CHANGED -2 TAPS TO 1.025.
Hour=7, Sec=120, ControlIter=1, Element=Regulator.vreg2_a, Action= CHANGED -2 TAPS TO 1.025.
Hour=7, Sec=120, ControlIter=1, Element=Regulator.feeder_rega, Action= CHANGED -1 TAPS TO 1.0125.
Hour=7, Sec=120, ControlIter=2, Element=Regulator.vreg2_a, Action= CHANGED 2 TAPS TO 1.0375.
Hour=7, Sec=150, ControlIter=1, Element=Regulator.vreg4_b, Action= CHANGED -2 TAPS TO 1.0375.
Hour=7, Sec=150, ControlIter=1, Element=Regulator.vreg3_b, Action= CHANGED -1 TAPS TO 1.0375.
Hour=7, Sec=150, ControlIter=1, Element=Regulator.vreg2_b, Action= CHANGED -1 TAPS TO 1.01875.
Hour=7, Sec=150, ControlIter=1, Element=Regulator.vreg2_a, Action= CHANGED -1 TAPS TO 1.03125.
Hour=7, Sec=180, ControlIter=1, Element=Regulator.vreg4_b, Action= CHANGED 2 TAPS TO 1.05.
Hour=7, Sec=180, ControlIter=1, Element=Regulator.vreg4_a, Action= CHANGED 1 TAPS TO 1.04375.
Hour=7, Sec=180, ControlIter=1, Element=Regulator.vreg3_b, Action= CHANGED 1 TAPS TO 1.04375.
Hour=7, Sec=180, ControlIter=1, Element=Regulator.vreg3_a, Action= CHANGED 1 TAPS TO 1.06875.
Hour=7, Sec=180, ControlIter=1, Element=Regulator.vreg2_b, Action= CHANGED 2 TAPS TO 1.03125.
Hour=7, Sec=180, ControlIter=1, Element=Regulator.vreg2_a, Action= CHANGED 2 TAPS TO 1.04375.
Hour=7, Sec=210, ControlIter=1, Element=Regulator.vreg4_a, Action= CHANGED 1 TAPS TO 1.05.
Hour=7, Sec=210, ControlIter=1, Element=Regulator.vreg3_a, Action= CHANGED 1 TAPS TO 1.075.
Hour=7, Sec=210, ControlIter=1, Element=Regulator.vreg2_a, Action= CHANGED 1 TAPS TO 1.05.
Hour=7, Sec=210, ControlIter=2, Element=Regulator.vreg4_b, Action= CHANGED 1 TAPS TO 1.05625.
Hour=7, Sec=210, ControlIter=2, Element=Regulator.vreg3_b, Action= CHANGED 1 TAPS TO 1.05.
Hour=7, Sec=510, ControlIter=1, Element=Regulator.vreg2_b, Action= CHANGED -1 TAPS TO 1.025.
Hour=7, Sec=510, ControlIter=1, Element=Regulator.vreg2_a, Action= CHANGED -1 TAPS TO 1.04375.
Hour=7, Sec=540, ControlIter=1, Element=Regulator.vreg4_b, Action= CHANGED -2 TAPS TO 1.04375.
Hour=7, Sec=540, ControlIter=1, Element=Regulator.vreg4_a, Action= CHANGED -2 TAPS TO 1.0375.
Hour=7, Sec=540, ControlIter=1, Element=Regulator.vreg3_b, Action= CHANGED -2 TAPS TO 1.0375.
Hour=7, Sec=540, ControlIter=1, Element=Regulator.vreg3_a, Action= CHANGED -2 TAPS TO 1.0625.
Hour=7, Sec=540, ControlIter=1, Element=Regulator.vreg2_b, Action= CHANGED -2 TAPS TO 1.0125.
Hour=7, Sec=540, ControlIter=1, Element=Regulator.vreg2_a, Action= CHANGED -4 TAPS TO 1.01875.
Hour=7, Sec=540, ControlIter=2, Element=Regulator.vreg4_b, Action= CHANGED -1 TAPS TO 1.0375.
Hour=7, Sec=540, ControlIter=2, Element=Regulator.vreg4_a, Action= CHANGED -1 TAPS TO 1.03125.
Hour=7, Sec=540, ControlIter=2, Element=Regulator.vreg3_a, Action= CHANGED -1 TAPS TO 1.05625.
Hour=7, Sec=540, ControlIter=3, Element=Regulator.vreg2_a, Action= CHANGED 1 TAPS TO 1.025.
Hour=7, Sec=570, ControlIter=1, Element=Capacitor.capbank2a, Action=**ARMED**, DELAY= 100 SEC
Hour=7, Sec=570, ControlIter=1, Element=Capacitor.capbank2b, Action=**ARMED**, DELAY= 101 SEC
Hour=7, Sec=570, ControlIter=1, Element=Regulator.vreg4_b, Action= CHANGED -2 TAPS TO 1.025.
Hour=7, Sec=570, ControlIter=1, Element=Regulator.vreg4_a, Action= CHANGED -2 TAPS TO 1.01875.
Hour=7, Sec=570, ControlIter=1, Element=Regulator.vreg3_b, Action= CHANGED -2 TAPS TO 1.025.
Hour=7, Sec=570, ControlIter=1, Element=Regulator.vreg3_a, Action= CHANGED -2 TAPS TO 1.04375.
Hour=7, Sec=570, ControlIter=1, Element=Regulator.vreg2_c, Action= CHANGED -1 TAPS TO 1.
Hour=7, Sec=570, ControlIter=1, Element=Regulator.vreg2_b, Action= CHANGED -1 TAPS TO 1.00625.
Hour=7, Sec=570, ControlIter=1, Element=Regulator.vreg2_a, Action= CHANGED -2 TAPS TO 1.0125.
Hour=7, Sec=570, ControlIter=1, Element=Regulator.feeder_regb, Action= CHANGED -1 TAPS TO 1.00625.
Hour=7, Sec=570, ControlIter=1, Element=Regulator.feeder_rega, Action= CHANGED -1 TAPS TO 1.00625.
Hour=7, Sec=570, ControlIter=2, Element=Capacitor.capbank2b, Action=**RESET**
Hour=7, Sec=570, ControlIter=2, Element=Regulator.vreg4_c, Action= CHANGED -1 TAPS TO 1.01875.
Hour=7, Sec=570, ControlIter=2, Element=Regulator.vreg3_c, Action= CHANGED -1 TAPS TO 0.99375.
Hour=7, Sec=570, ControlIter=2, Element=Regulator.vreg2_b, Action= CHANGED 2 TAPS TO 1.01875.
Hour=7, Sec=570, ControlIter=2, Element=Regulator.vreg2_a, Action= CHANGED 2 TAPS TO 1.025.
Hour=7, Sec=570, ControlIter=3, Element=Capacitor.capbank2a, Action=**OPENED**
Hour=7, Sec=570, ControlIter=4, Element=Regulator.vreg4_a, Action= CHANGED 2 TAPS TO 1.03125.
Hour=7, Sec=570, ControlIter=4, Element=Regulator.vreg3_a, Action= CHANGED 1 TAPS TO 1.05.
Hour=7, Sec=570, ControlIter=4, Element=Regulator.vreg2_a, Action= CHANGED 2 TAPS TO 1.0375.
Hour=7, Sec=630, ControlIter=1, Element=Regulator.vreg2_a, Action= CHANGED -1 TAPS TO 1.03125.
Hour=7, Sec=720, ControlIter=1, Element=Capacitor.capbank2a, Action=**ARMED**, DELAY= 250 SEC
Hour=7, Sec=720, ControlIter=1, Element=Regulator.vreg4_b, Action= CHANGED 4 TAPS TO 1.05.
Hour=7, Sec=720, ControlIter=1, Element=Regulator.vreg4_a, Action= CHANGED 4 TAPS TO 1.05625.
Hour=7, Sec=720, ControlIter=1, Element=Regulator.vreg3_b, Action= CHANGED 3 TAPS TO 1.04375.
Hour=7, Sec=720, ControlIter=1, Element=Regulator.vreg3_a, Action= CHANGED 6 TAPS TO 1.0875.
Hour=7, Sec=720, ControlIter=1, Element=Regulator.vreg2_c, Action= CHANGED 1 TAPS TO 1.00625.
Hour=7, Sec=720, ControlIter=1, Element=Regulator.vreg2_b, Action= CHANGED 4 TAPS TO 1.04375.
Hour=7, Sec=720, ControlIter=1, Element=Regulator.vreg2_a, Action= CHANGED 7 TAPS TO 1.075.
Hour=7, Sec=720, ControlIter=1, Element=Regulator.feeder_regb, Action= CHANGED 1 TAPS TO 1.0125.
Hour=7, Sec=720, ControlIter=1, Element=Regulator.feeder_rega, Action= CHANGED 1 TAPS TO 1.0125.
Hour=7, Sec=720, ControlIter=2, Element=Regulator.vreg4_c, Action= CHANGED 1 TAPS TO 1.025.
Hour=7, Sec=720, ControlIter=2, Element=Regulator.vreg3_c, Action= CHANGED 1 TAPS TO 1.
Hour=7, Sec=720, ControlIter=2, Element=Regulator.vreg2_c, Action= CHANGED 1 TAPS TO 1.0125.
Hour=7, Sec=720, ControlIter=2, Element=Regulator.vreg2_b, Action= CHANGED -1 TAPS TO 1.0375.
Hour=7, Sec=720, ControlIter=2, Element=Regulator.vreg2_a, Action= CHANGED -4 TAPS TO 1.05.
Hour=7, Sec=720, ControlIter=3, Element=Regulator.vreg2_b, Action= CHANGED -1 TAPS TO 1.03125.
Hour=7, Sec=720, ControlIter=3, Element=Regulator.vreg2_a, Action= CHANGED -1 TAPS TO 1.04375.
Hour=7, Sec=720, ControlIter=4, Element=Capacitor.capbank2a, Action=**CLOSED**
Hour=7, Sec=720, ControlIter=5, Element=Regulator.vreg4_a, Action= CHANGED -1 TAPS TO 1.05.
Hour=7, Sec=720, ControlIter=5, Element=Regulator.vreg3_a, Action= CHANGED -1 TAPS TO 1.08125.
Hour=7, Sec=720, ControlIter=5, Element=Regulator.vreg2_a, Action= CHANGED -2 TAPS TO 1.03125.
Hour=7, Sec=750, ControlIter=1, Element=Regulator.vreg4_b, Action= CHANGED 1 TAPS TO 1.05625.
Hour=7, Sec=750, ControlIter=1, Element=Regulator.vreg3_b, Action= CHANGED 1 TAPS TO 1.05.
Hour=7, Sec=750, ControlIter=1, Element=Regulator.vreg2_a, Action= CHANGED 1 TAPS TO 1.0375.
Hour=7, Sec=870, ControlIter=1, Element=Regulator.vreg3_a, Action= CHANGED -1 TAPS TO 1.075.
Hour=7, Sec=870, ControlIter=1, Element=Regulator.vreg2_b, Action= CHANGED -1 TAPS TO 1.025.
Hour=7, Sec=870, ControlIter=1, Element=Regulator.vreg2_a, Action= CHANGED -1 TAPS TO 1.03125.
Hour=7, Sec=900, ControlIter=1, Element=Regulator.vreg2_a, Action= CHANGED 1 TAPS TO 1.0375.
Hour=7, Sec=960, ControlIter=1, Element=Regulator.vreg2_a, Action= CHANGED 1 TAPS TO 1.04375.
Hour=7, Sec=990, ControlIter=1, Element=Regulator.vreg4_b, Action= CHANGED -1 TAPS TO 1.05.
Hour=7, Sec=990, ControlIter=1, Element=Regulator.vreg2_a, Action= CHANGED -1 TAPS TO 1.0375.
Hour=7, Sec=1020, ControlIter=1, Element=Regulator.vreg4_b, Action= CHANGED -2 TAPS TO 1.0375.
Hour=7, Sec=1020, ControlIter=1, Element=Regulator.vreg4_a, Action= CHANGED -2 TAPS TO 1.0375.
Hour=7, Sec=1020, ControlIter=1, Element=Regulator.vreg3_b, Action= CHANGED -2 TAPS TO 1.0375.
Hour=7, Sec=1020, ControlIter=1, Element=Regulator.vreg3_a, Action= CHANGED -3 TAPS TO 1.05625.
Hour=7, Sec=1020, ControlIter=1, Element=Regulator.vreg2_c, Action= CHANGED -1 TAPS TO 1.00625.
Hour=7, Sec=1020, ControlIter=1, Element=Regulator.vreg2_b, Action= CHANGED -2 TAPS TO 1.0125.
Hour=7, Sec=1020, ControlIter=1, Element=Regulator.vreg2_a, Action= CHANGED -4 TAPS TO 1.0125.
Hour=7, Sec=1020, ControlIter=2, Element=Regulator.vreg4_b, Action= CHANGED -1 TAPS TO 1.03125.
Hour=7, Sec=1020, ControlIter=2, Element=Regulator.vreg4_a, Action= CHANGED -1 TAPS TO 1.03125.
Hour=7, Sec=1020, ControlIter=2, Element=Regulator.vreg3_a, Action= CHANGED -1 TAPS TO 1.05.
Hour=7, Sec=1020, ControlIter=2, Element=Regulator.vreg2_a, Action= CHANGED 1 TAPS TO 1.01875.
Hour=7, Sec=1020, ControlIter=3, Element=Regulator.vreg2_a, Action= CHANGED 1 TAPS TO 1.025.
Hour=7, Sec=1050, ControlIter=1, Element=Regulator.vreg2_a, Action= CHANGED 2 TAPS TO 1.0375.
Hour=7, Sec=1080, ControlIter=1, Element=Regulator.vreg3_b, Action= CHANGED -1 TAPS TO 1.03125.
Hour=7, Sec=1080, ControlIter=1, Element=Regulator.vreg2_a, Action= CHANGED -1 TAPS TO 1.03125.
Hour=7, Sec=1110, ControlIter=1, Element=Capacitor.capbank2a, Action=**ARMED**, DELAY= 100 SEC
Hour=7, Sec=1110, ControlIter=1, Element=Regulator.vreg4_b, Action= CHANGED -1 TAPS TO 1.025.
Hour=7, Sec=1110, ControlIter=1, Element=Regulator.vreg4_a, Action= CHANGED -1 TAPS TO 1.025.
Hour=7, Sec=1110, ControlIter=1, Element=Regulator.vreg3_a, Action= CHANGED -1 TAPS TO 1.04375.
Hour=7, Sec=1110, ControlIter=1, Element=Regulator.vreg2_c, Action= CHANGED -1 TAPS TO 1.
Hour=7, Sec=1110, ControlIter=1, Element=Regulator.vreg2_a, Action= CHANGED -2 TAPS TO 1.01875.
Hour=7, Sec=1110, ControlIter=1, Element=Regulator.feeder_rega, Action= CHANGED -1 TAPS TO 1.00625.
Hour=7, Sec=1110, ControlIter=2, Element=Capacitor.capbank2a, Action=**RESET**
Hour=7, Sec=1110, ControlIter=2, Element=Regulator.vreg3_b, Action= CHANGED -1 TAPS TO 1.025.
Hour=7, Sec=1110, ControlIter=2, Element=Regulator.vreg2_a, Action= CHANGED 1 TAPS TO 1.025.
Hour=7, Sec=1110, ControlIter=3, Element=Regulator.vreg2_a, Action= CHANGED 1 TAPS TO 1.03125.
Hour=7, Sec=1140, ControlIter=1, Element=Capacitor.capbank2a, Action=**ARMED**, DELAY= 100 SEC
Hour=7, Sec=1140, ControlIter=1, Element=Regulator.vreg4_c, Action= CHANGED -1 TAPS TO 1.01875.
Hour=7, Sec=1140, ControlIter=2, Element=Capacitor.capbank2a, Action=**OPENED**
Hour=7, Sec=1140, ControlIter=3, Element=Regulator.vreg4_a, Action= CHANGED 1 TAPS TO 1.03125.
Hour=7, Sec=1140, ControlIter=3, Element=Regulator.vreg3_c, Action= CHANGED -1 TAPS TO 0.99375.
Hour=7, Sec=1140, ControlIter=3, Element=Regulator.vreg3_a, Action= CHANGED 1 TAPS TO 1.05.
Hour=7, Sec=1140, ControlIter=3, Element=Regulator.vreg2_a, Action= CHANGED 1 TAPS TO 1.0375.
Hour=7, Sec=1290, ControlIter=1, Element=Regulator.vreg3_a, Action= CHANGED 1 TAPS TO 1.05625.
Hour=7, Sec=1440, ControlIter=1, Element=Regulator.vreg4_a, Action= CHANGED 1 TAPS TO 1.0375.
Hour=7, Sec=1740, ControlIter=1, Element=Capacitor.capbank2a, Action=**ARMED**, DELAY= 100 SEC
Hour=7, Sec=1740, ControlIter=1, Element=Regulator.vreg2_b, Action= CHANGED 1 TAPS TO 1.01875.
Hour=7, Sec=1740, ControlIter=2, Element=Capacitor.capbank2a, Action=**CLOSED**
Hour=7, Sec=1740, ControlIter=3, Element=Regulator.vreg2_a, Action= CHANGED -1 TAPS TO 1.03125.
Hour=7, Sec=1800, ControlIter=1, Element=Regulator.vreg4_a, Action= CHANGED -1 TAPS TO 1.03125.
Hour=7, Sec=1800, ControlIter=1, Element=Regulator.vreg3_a, Action= CHANGED -1 TAPS TO 1.05.
Hour=7, Sec=1800, ControlIter=1, Element=Regulator.vreg2_a, Action= CHANGED -1 TAPS TO 1.025.
Hour=7, Sec=2070, ControlIter=1, Element=Regulator.vreg2_a, Action= CHANGED 1 TAPS TO 1.03125.
Hour=7, Sec=2100, ControlIter=1, Element=Regulator.vreg4_b, Action= CHANGED 1 TAPS TO 1.03125.
Hour=7, Sec=2100, ControlIter=1, Element=Regulator.vreg4_a, Action= CHANGED 1 TAPS TO 1.0375.
Hour=7, Sec=2100, ControlIter=1, Element=Regulator.vreg3_b, Action= CHANGED 1 TAPS TO 1.03125.
Hour=7, Sec=2100, ControlIter=1, Element=Regulator.vreg3_a, Action= CHANGED 1 TAPS TO 1.05625.
Hour=7, Sec=2100, ControlIter=1, Element=Regulator.vreg2_c, Action= CHANGED 1 TAPS TO 1.00625.
Hour=7, Sec=2100, ControlIter=1, Element=Regulator.vreg2_b, Action= CHANGED 1 TAPS TO 1.025.
Hour=7, Sec=2100, ControlIter=1, Element=Regulator.vreg2_a, Action= CHANGED 2 TAPS TO 1.04375.
Hour=7, Sec=2130, ControlIter=1, Element=Regulator.vreg4_c, Action= CHANGED 1 TAPS TO 1.025.
Hour=7, Sec=2130, ControlIter=1, Element=Regulator.vreg4_b, Action= CHANGED 2 TAPS TO 1.04375.
Hour=7, Sec=2130, ControlIter=1, Element=Regulator.vreg4_a, Action= CHANGED 3 TAPS TO 1.05625.
Hour=7, Sec=2130, ControlIter=1, Element=Regulator.vreg3_c, Action= CHANGED 1 TAPS TO 1.
Hour=7, Sec=2130, ControlIter=1, Element=Regulator.vreg3_b, Action= CHANGED 2 TAPS TO 1.04375.
Hour=7, Sec=2130, ControlIter=1, Element=Regulator.vreg3_a, Action= CHANGED 4 TAPS TO 1.08125.
Hour=7, Sec=2130, ControlIter=1, Element=Regulator.vreg2_c, Action= CHANGED 1 TAPS TO 1.0125.
Hour=7, Sec=2130, ControlIter=1, Element=Regulator.vreg2_b, Action= CHANGED 2 TAPS TO 1.0375.
Hour=7, Sec=2130, ControlIter=1, Element=Regulator.vreg2_a, Action= CHANGED 4 TAPS TO 1.06875.
Hour=7, Sec=2130, ControlIter=2, Element=Regulator.vreg4_b, Action= CHANGED 1 TAPS TO 1.05.
Hour=7, Sec=2130, ControlIter=2, Element=Regulator.vreg2_a, Action= CHANGED -2 TAPS TO 1.05625.
Hour=7, Sec=2160, ControlIter=1, Element=Regulator.vreg4_b, Action= CHANGED 1 TAPS TO 1.05625.
Hour=7, Sec=2160, ControlIter=1, Element=Regulator.vreg4_a, Action= CHANGED 1 TAPS TO 1.0625.
Hour=7, Sec=2160, ControlIter=1, Element=Regulator.vreg3_b, Action= CHANGED 1 TAPS TO 1.05.
Hour=7, Sec=2160, ControlIter=1, Element=Regulator.vreg3_a, Action= CHANGED 2 TAPS TO 1.09375.
Hour=7, Sec=2160, ControlIter=1, Element=Regulator.feeder_rega, Action= CHANGED 1 TAPS TO 1.0125.
Hour=7, Sec=2160, ControlIter=2, Element=Capacitor.capbank2c, Action=**ARMED**, DELAY= 102 SEC
Hour=7, Sec=2160, ControlIter=2, Element=Regulator.vreg4_c, Action= CHANGED 1 TAPS TO 1.03125.
Hour=7, Sec=2160, ControlIter=2, Element=Regulator.vreg3_a, Action= CHANGED -1 TAPS TO 1.0875.
Hour=7, Sec=2160, ControlIter=2, Element=Regulator.vreg2_a, Action= CHANGED -2 TAPS TO 1.04375.
Hour=7, Sec=2160, ControlIter=3, Element=Capacitor.capbank2c, Action=**RESET**
Hour=7, Sec=2190, ControlIter=1, Element=Regulator.vreg4_a, Action= CHANGED -2 TAPS TO 1.05.
Hour=7, Sec=2190, ControlIter=1, Element=Regulator.vreg3_a, Action= CHANGED -2 TAPS TO 1.075.
Hour=7, Sec=2190, ControlIter=1, Element=Regulator.vreg2_b, Action= CHANGED -2 TAPS TO 1.025.
Hour=7, Sec=2190, ControlIter=1, Element=Regulator.vreg2_a, Action= CHANGED -2 TAPS TO 1.03125.
Hour=7, Sec=2220, ControlIter=1, Element=Regulator.vreg4_b, Action= CHANGED -2 TAPS TO 1.04375.
Hour=7, Sec=2220, ControlIter=1, Element=Regulator.vreg4_a, Action= CHANGED -1 TAPS TO 1.04375.
Hour=7, Sec=2220, ControlIter=1, Element=Regulator.vreg3_b, Action= CHANGED -1 TAPS TO 1.04375.
Hour=7, Sec=2220, ControlIter=1, Element=Regulator.vreg3_a, Action= CHANGED -1 TAPS TO 1.06875.
Hour=7, Sec=2220, ControlIter=1, Element=Regulator.vreg2_b, Action= CHANGED -1 TAPS TO 1.01875.
Hour=7, Sec=2220, ControlIter=1, Element=Regulator.vreg2_a, Action= CHANGED -1 TAPS TO 1.025.
Hour=7, Sec=2250, ControlIter=1, Element=Capacitor.capbank2a, Action=**ARMED**, DELAY= 100 SEC
Hour=7, Sec=2250, ControlIter=1, Element=Regulator.vreg4_c, Action= CHANGED -1 TAPS TO 1.025.
Hour=7, Sec=2250, ControlIter=1, Element=Regulator.vreg4_b, Action= CHANGED -2 TAPS TO 1.03125.
Hour=7, Sec=2250, ControlIter=1, Element=Regulator.vreg4_a, Action= CHANGED -2 TAPS TO 1.03125.
Hour=7, Sec=2250, ControlIter=1, Element=Regulator.vreg3_b, Action= CHANGED -2 TAPS TO 1.03125.
Hour=7, Sec=2250, ControlIter=1, Element=Regulator.vreg3_a, Action= CHANGED -3 TAPS TO 1.05.
Hour=7, Sec=2250, ControlIter=1, Element=Regulator.vreg2_c, Action= CHANGED -1 TAPS TO 1.00625.
Hour=7, Sec=2250, ControlIter=1, Element=Regulator.vreg2_b, Action= CHANGED -2 TAPS TO 1.00625.
Hour=7, Sec=2250, ControlIter=1, Element=Regulator.vreg2_a, Action= CHANGED -2 TAPS TO 1.0125.
Hour=7, Sec=2250, ControlIter=2, Element=Capacitor.capbank2a, Action=**RESET**
Hour=7, Sec=2250, ControlIter=2, Element=Regulator.vreg4_a, Action= CHANGED -1 TAPS TO 1.025.
Hour=7, Sec=2250, ControlIter=2, Element=Regulator.vreg3_a, Action= CHANGED -1 TAPS TO 1.04375.
Hour=7, Sec=2250, ControlIter=2, Element=Regulator.vreg2_b, Action= CHANGED 1 TAPS TO 1.0125.
Hour=7, Sec=2250, ControlIter=2, Element=Regulator.vreg2_a, Action= CHANGED 1 TAPS TO 1.01875.
Hour=7, Sec=2250, ControlIter=3, Element=Regulator.vreg2_a, Action= CHANGED 1 TAPS TO 1.025.
Hour=7, Sec=2280, ControlIter=1, Element=Capacitor.capbank2a, Action=**ARMED**, DELAY= 100 SEC
Hour=7, Sec=2280, ControlIter=1, Element=Regulator.vreg4_b, Action= CHANGED -1 TAPS TO 1.025.
Hour=7, Sec=2280, ControlIter=1, Element=Regulator.vreg3_b, Action= CHANGED -1 TAPS TO 1.025.
Hour=7, Sec=2280, ControlIter=1, Element=Regulator.vreg2_c, Action= CHANGED -1 TAPS TO 1.
Hour=7, Sec=2280, ControlIter=2, Element=Capacitor.capbank2a, Action=**OPENED**
Hour=7, Sec=2280, ControlIter=3, Element=Regulator.vreg4_c, Action= CHANGED -1 TAPS TO 1.01875.
Hour=7, Sec=2280, ControlIter=3, Element=Regulator.vreg2_a, Action= CHANGED 1 TAPS TO 1.03125.
Hour=7, Sec=2400, ControlIter=1, Element=Capacitor.capbank2a, Action=**ARMED**, DELAY= 280 SEC
Hour=7, Sec=2400, ControlIter=1, Element=Regulator.vreg4_c, Action= CHANGED 1 TAPS TO 1.025.
Hour=7, Sec=2400, ControlIter=1, Element=Regulator.vreg4_b, Action= CHANGED 3 TAPS TO 1.04375.
Hour=7, Sec=2400, ControlIter=1, Element=Regulator.vreg4_a, Action= CHANGED 4 TAPS TO 1.05.
Hour=7, Sec=2400, ControlIter=1, Element=Regulator.vreg3_b, Action= CHANGED 2 TAPS TO 1.0375.
Hour=7, Sec=2400, ControlIter=1, Element=Regulator.vreg3_a, Action= CHANGED 5 TAPS TO 1.075.
Hour=7, Sec=2400, ControlIter=1, Element=Regulator.vreg2_b, Action= CHANGED 4 TAPS TO 1.0375.
Hour=7, Sec=2400, ControlIter=1, Element=Regulator.vreg2_a, Action= CHANGED 7 TAPS TO 1.075.
Hour=7, Sec=2400, ControlIter=2, Element=Regulator.vreg4_b, Action= CHANGED 1 TAPS TO 1.05.
Hour=7, Sec=2400, ControlIter=2, Element=Regulator.vreg4_a, Action= CHANGED 1 TAPS TO 1.05625.
Hour=7, Sec=2400, ControlIter=2, Element=Regulator.vreg3_b, Action= CHANGED 1 TAPS TO 1.04375.
Hour=7, Sec=2400, ControlIter=2, Element=Regulator.vreg3_a, Action= CHANGED 1 TAPS TO 1.08125.
Hour=7, Sec=2400, ControlIter=2, Element=Regulator.vreg2_c, Action= CHANGED 1 TAPS TO 1.00625.
Hour=7, Sec=2400, ControlIter=2, Element=Regulator.vreg2_a, Action= CHANGED -2 TAPS TO 1.0625.
Hour=7, Sec=2400, ControlIter=3, Element=Regulator.vreg2_a, Action= CHANGED -1 TAPS TO 1.05625.
Hour=7, Sec=2400, ControlIter=4, Element=Capacitor.capbank2a, Action=**CLOSED**
Hour=7, Sec=2400, ControlIter=5, Element=Regulator.vreg2_a, Action= CHANGED -2 TAPS TO 1.04375.
Hour=7, Sec=2400, ControlIter=6, Element=Regulator.vreg2_a, Action= CHANGED -1 TAPS TO 1.0375.
Hour=7, Sec=2430, ControlIter=1, Element=Regulator.vreg4_b, Action= CHANGED -1 TAPS TO 1.04375.
Hour=7, Sec=2430, ControlIter=1, Element=Regulator.vreg4_a, Action= CHANGED -2 TAPS TO 1.04375.
Hour=7, Sec=2430, ControlIter=1, Element=Regulator.vreg3_a, Action= CHANGED -2 TAPS TO 1.06875.
Hour=7, Sec=2430, ControlIter=1, Element=Regulator.vreg2_b, Action= CHANGED -2 TAPS TO 1.025.
Hour=7, Sec=2430, ControlIter=1, Element=Regulator.vreg2_a, Action= CHANGED -3 TAPS TO 1.01875.
Hour=7, Sec=2430, ControlIter=2, Element=Regulator.vreg4_a, Action= CHANGED -1 TAPS TO 1.0375.
Hour=7, Sec=2430, ControlIter=2, Element=Regulator.vreg3_a, Action= CHANGED -1 TAPS TO 1.0625.
Hour=7, Sec=2430, ControlIter=2, Element=Regulator.vreg2_b, Action= CHANGED -1 TAPS TO 1.01875.
Hour=7, Sec=2430, ControlIter=3, Element=Regulator.vreg2_a, Action= CHANGED 1 TAPS TO 1.025.
Hour=7, Sec=2430, ControlIter=4, Element=Regulator.vreg3_b, Action= CHANGED -1 TAPS TO 1.0375.
Hour=7, Sec=2460, ControlIter=1, Element=Regulator.vreg2_b, Action= CHANGED 1 TAPS TO 1.025.
Hour=7, Sec=2460, ControlIter=1, Element=Regulator.vreg2_a, Action= CHANGED 2 TAPS TO 1.0375.
Hour=7, Sec=2490, ControlIter=1, Element=Capacitor.capbank2a, Action=**ARMED**, DELAY= 100 SEC
Hour=7, Sec=2490, ControlIter=1, Element=Regulator.vreg4_b, Action= CHANGED -2 TAPS TO 1.03125.
Hour=7, Sec=2490, ControlIter=1, Element=Regulator.vreg4_a, Action= CHANGED -2 TAPS TO 1.025.
Hour=7, Sec=2490, ControlIter=1, Element=Regulator.vreg3_b, Action= CHANGED -1 TAPS TO 1.03125.
Hour=7, Sec=2490, ControlIter=1, Element=Regulator.vreg3_a, Action= CHANGED -2 TAPS TO 1.05.
Hour=7, Sec=2490, ControlIter=1, Element=Regulator.vreg2_b, Action= CHANGED -2 TAPS TO 1.0125.
Hour=7, Sec=2490, ControlIter=1, Element=Regulator.vreg2_a, Action= CHANGED -3 TAPS TO 1.01875.
Hour=7, Sec=2490, ControlIter=2, Element=Capacitor.capbank2a, Action=**RESET**
Hour=7, Sec=2520, ControlIter=1, Element=Capacitor.capbank2a, Action=**ARMED**, DELAY= 100 SEC
Hour=7, Sec=2520, ControlIter=1, Element=Regulator.vreg3_a, Action= CHANGED -1 TAPS TO 1.04375.
Hour=7, Sec=2520, ControlIter=2, Element=Capacitor.capbank2a, Action=**RESET**
Hour=7, Sec=2520, ControlIter=2, Element=Regulator.vreg2_a, Action= CHANGED 1 TAPS TO 1.025.
Hour=7, Sec=3180, ControlIter=1, Element=Regulator.vreg2_b, Action= CHANGED 1 TAPS TO 1.01875.
Hour=7, Sec=3180, ControlIter=1, Element=Regulator.vreg2_a, Action= CHANGED 2 TAPS TO 1.0375.
Hour=7, Sec=3210, ControlIter=1, Element=Regulator.vreg4_b, Action= CHANGED 2 TAPS TO 1.04375.
Hour=7, Sec=3210, ControlIter=1, Element=Regulator.vreg4_a, Action= CHANGED 2 TAPS TO 1.0375.
Hour=7, Sec=3210, ControlIter=1, Element=Regulator.vreg3_b, Action= CHANGED 2 TAPS TO 1.04375.
Hour=7, Sec=3210, ControlIter=1, Element=Regulator.vreg3_a, Action= CHANGED 3 TAPS TO 1.0625.
Hour=7, Sec=3210, ControlIter=1, Element=Regulator.vreg2_b, Action= CHANGED 2 TAPS TO 1.03125.
Hour=7, Sec=3210, ControlIter=1, Element=Regulator.vreg2_a, Action= CHANGED 4 TAPS TO 1.0625.
Hour=7, Sec=3210, ControlIter=2, Element=Regulator.vreg4_a, Action= CHANGED 1 TAPS TO 1.04375.
Hour=7, Sec=3210, ControlIter=2, Element=Regulator.vreg3_a, Action= CHANGED 1 TAPS TO 1.06875.
Hour=7, Sec=3210, ControlIter=2, Element=Regulator.vreg2_a, Action= CHANGED -1 TAPS TO 1.05625.
Hour=7, Sec=3210, ControlIter=3, Element=Regulator.vreg2_a, Action= CHANGED -1 TAPS TO 1.05.
Hour=7, Sec=3240, ControlIter=1, Element=Regulator.vreg4_b, Action= CHANGED -2 TAPS TO 1.03125.
Hour=7, Sec=3240, ControlIter=1, Element=Regulator.vreg4_a, Action= CHANGED -2 TAPS TO 1.03125.
Hour=7, Sec=3240, ControlIter=1, Element=Regulator.vreg3_b, Action= CHANGED -2 TAPS TO 1.03125.
Hour=7, Sec=3240, ControlIter=1, Element=Regulator.vreg3_a, Action= CHANGED -2 TAPS TO 1.05625.
Hour=7, Sec=3240, ControlIter=1, Element=Regulator.vreg2_b, Action= CHANGED -3 TAPS TO 1.0125.
Hour=7, Sec=3240, ControlIter=1, Element=Regulator.vreg2_a, Action= CHANGED -4 TAPS TO 1.025.
Hour=7, Sec=3240, ControlIter=2, Element=Regulator.vreg3_a, Action= CHANGED -1 TAPS TO 1.05.
Hour=7, Sec=3270, ControlIter=1, Element=Capacitor.capbank2a, Action=**ARMED**, DELAY= 100 SEC
Hour=7, Sec=3270, ControlIter=1, Element=Regulator.vreg4_b, Action= CHANGED -1 TAPS TO 1.025.
Hour=7, Sec=3270, ControlIter=1, Element=Regulator.vreg4_a, Action= CHANGED -1 TAPS TO 1.025.
Hour=7, Sec=3270, ControlIter=1, Element=Regulator.vreg3_a, Action= CHANGED -1 TAPS TO 1.04375.
Hour=7, Sec=3270, ControlIter=2, Element=Regulator.vreg2_c, Action= CHANGED -1 TAPS TO 1.
Hour=7, Sec=3270, ControlIter=3, Element=Capacitor.capbank2a, Action=**RESET**
Hour=7, Sec=3300, ControlIter=1, Element=Capacitor.capbank2a, Action=**ARMED**, DELAY= 100 SEC
Hour=7, Sec=3300, ControlIter=1, Element=Capacitor.capbank2a, Action=**OPENED**
Hour=7, Sec=3300, ControlIter=2, Element=Regulator.vreg3_a, Action= CHANGED 1 TAPS TO 1.05.
Hour=7, Sec=3300, ControlIter=2, Element=Regulator.vreg2_a, Action= CHANGED 1 TAPS TO 1.03125.
Hour=7, Sec=3390, ControlIter=1, Element=Capacitor.capbank2a, Action=**ARMED**, DELAY= 310 SEC
Hour=7, Sec=3390, ControlIter=1, Element=Regulator.vreg4_a, Action= CHANGED 1 TAPS TO 1.03125.
Hour=7, Sec=3390, ControlIter=2, Element=Capacitor.capbank2a, Action=**CLOSED**
Hour=7, Sec=3420, ControlIter=1, Element=Regulator.vreg4_b, Action= CHANGED 3 TAPS TO 1.04375.
Hour=7, Sec=3420, ControlIter=1, Element=Regulator.vreg4_a, Action= CHANGED 2 TAPS TO 1.04375.
Hour=7, Sec=3420, ControlIter=1, Element=Regulator.vreg3_b, Action= CHANGED 2 TAPS TO 1.04375.
Hour=7, Sec=3420, ControlIter=1, Element=Regulator.vreg3_a, Action= CHANGED 2 TAPS TO 1.0625.
Hour=7, Sec=3420, ControlIter=1, Element=Regulator.vreg2_b, Action= CHANGED 3 TAPS TO 1.03125.
Hour=7, Sec=3420, ControlIter=1, Element=Regulator.vreg2_a, Action= CHANGED 4 TAPS TO 1.05625.
Hour=7, Sec=3420, ControlIter=2, Element=Regulator.vreg4_b, Action= CHANGED 1 TAPS TO 1.05.
Hour=7, Sec=3420, ControlIter=2, Element=Regulator.vreg3_a, Action= CHANGED 1 TAPS TO 1.06875.
Hour=7, Sec=3420, ControlIter=2, Element=Regulator.vreg2_c, Action= CHANGED 1 TAPS TO 1.00625.
Hour=7, Sec=3420, ControlIter=3, Element=Regulator.vreg2_a, Action= CHANGED -1 TAPS TO 1.05.
Hour=7, Sec=3480, ControlIter=1, Element=Capacitor.capbank2c, Action=**ARMED**, DELAY= 102 SEC
Hour=7, Sec=3480, ControlIter=1, Element=Regulator.vreg4_b, Action= CHANGED 2 TAPS TO 1.0625.
Hour=7, Sec=3480, ControlIter=1, Element=Regulator.vreg4_a, Action= CHANGED 2 TAPS TO 1.05625.
Hour=7, Sec=3480, ControlIter=1, Element=Regulator.vreg3_b, Action= CHANGED 2 TAPS TO 1.05625.
Hour=7, Sec=3480, ControlIter=1, Element=Regulator.vreg3_a, Action= CHANGED 2 TAPS TO 1.08125.
Hour=7, Sec=3480, ControlIter=1, Element=Regulator.vreg2_b, Action= CHANGED 1 TAPS TO 1.0375.
Hour=7, Sec=3480, ControlIter=1, Element=Regulator.vreg2_a, Action= CHANGED 2 TAPS TO 1.0625.
Hour=7, Sec=3480, ControlIter=2, Element=Regulator.vreg4_c, Action= CHANGED 1 TAPS TO 1.03125.
Hour=7, Sec=3480, ControlIter=2, Element=Regulator.vreg4_a, Action= CHANGED 1 TAPS TO 1.0625.
Hour=7, Sec=3480, ControlIter=2, Element=Regulator.vreg3_a, Action= CHANGED 1 TAPS TO 1.0875.
Hour=7, Sec=3480, ControlIter=2, Element=Regulator.vreg2_c, Action= CHANGED 1 TAPS TO 1.0125.
Hour=7, Sec=3480, ControlIter=2, Element=Regulator.vreg2_b, Action= CHANGED -1 TAPS TO 1.03125.
Hour=7, Sec=3480, ControlIter=3, Element=Regulator.vreg2_a, Action= CHANGED -1 TAPS TO 1.05625.
Hour=7, Sec=3480, ControlIter=4, Element=Capacitor.capbank2c, Action=**CLOSED**
Hour=7, Sec=3480, ControlIter=5, Element=Regulator.vreg4_c, Action= CHANGED -1 TAPS TO 1.025.
Hour=7, Sec=3480, ControlIter=5, Element=Regulator.vreg2_c, Action= CHANGED -1 TAPS TO 1.00625.
Hour=7, Sec=3510, ControlIter=1, Element=Regulator.vreg2_a, Action= CHANGED -1 TAPS TO 1.05.
Hour=7, Sec=3540, ControlIter=1, Element=Regulator.vreg2_a, Action= CHANGED -1 TAPS TO 1.04375.
Hour=7, Sec=3570, ControlIter=1, Element=Capacitor.capbank2c, Action=**ARMED**, DELAY= 102 SEC
Hour=7, Sec=3570, ControlIter=1, Element=Regulator.vreg4_a, Action= CHANGED -1 TAPS TO 1.05625.
Hour=7, Sec=3570, ControlIter=1, Element=Regulator.vreg3_a, Action= CHANGED -1 TAPS TO 1.08125.
Hour=7, Sec=3570, ControlIter=1, Element=Regulator.vreg2_b, Action= CHANGED -1 TAPS TO 1.025.
Hour=7, Sec=3570, ControlIter=1, Element=Regulator.vreg2_a, Action= CHANGED -1 TAPS TO 1.0375.
Hour=7, Sec=3570, ControlIter=2, Element=Capacitor.capbank2c, Action=**OPENED**
Hour=8, Sec=0, ControlIter=1, Element=Regulator.vreg4_b, Action= CHANGED -2 TAPS TO 1.05.
Hour=8, Sec=0, ControlIter=1, Element=Regulator.vreg4_a, Action= CHANGED -2 TAPS TO 1.04375.
Hour=8, Sec=0, ControlIter=1, Element=Regulator.vreg3_b, Action= CHANGED -2 TAPS TO 1.04375.
Hour=8, Sec=0, ControlIter=1, Element=Regulator.vreg3_a, Action= CHANGED -2 TAPS TO 1.06875.
Hour=8, Sec=0, ControlIter=1, Element=Regulator.vreg2_b, Action= CHANGED -2 TAPS TO 1.0125.
Hour=8, Sec=0, ControlIter=1, Element=Regulator.vreg2_a, Action= CHANGED -2 TAPS TO 1.025.
Hour=8, Sec=0, ControlIter=2, Element=Regulator.vreg4_b, Action= CHANGED -1 TAPS TO 1.04375.
Hour=8, Sec=0, ControlIter=2, Element=Regulator.vreg3_a, Action= CHANGED -1 TAPS TO 1.0625.
Hour=8, Sec=0, ControlIter=3, Element=Regulator.vreg2_a, Action= CHANGED 1 TAPS TO 1.03125.
Hour=8, Sec=30, ControlIter=1, Element=Capacitor.capbank2a, Action=**ARMED**, DELAY= 100 SEC
Hour=8, Sec=30, ControlIter=1, Element=Regulator.vreg4_b, Action= CHANGED -2 TAPS TO 1.03125.
Hour=8, Sec=30, ControlIter=1, Element=Regulator.vreg4_a, Action= CHANGED -2 TAPS TO 1.03125.
Hour=8, Sec=30, ControlIter=1, Element=Regulator.vreg3_b, Action= CHANGED -2 TAPS TO 1.03125.
Hour=8, Sec=30, ControlIter=1, Element=Regulator.vreg3_a, Action= CHANGED -2 TAPS TO 1.05.
Hour=8, Sec=30, ControlIter=1, Element=Regulator.vreg2_b, Action= CHANGED -1 TAPS TO 1.00625.
Hour=8, Sec=30, ControlIter=1, Element=Regulator.vreg2_a, Action= CHANGED -2 TAPS TO 1.01875.
Hour=8, Sec=30, ControlIter=2, Element=Capacitor.capbank2a, Action=**RESET**
Hour=8, Sec=30, ControlIter=2, Element=Regulator.vreg2_b, Action= CHANGED 1 TAPS TO 1.0125.
Hour=8, Sec=60, ControlIter=1, Element=Capacitor.capbank2a, Action=**ARMED**, DELAY= 100 SEC
Hour=8, Sec=60, ControlIter=1, Element=Regulator.vreg4_b, Action= CHANGED -1 TAPS TO 1.025.
Hour=8, Sec=60, ControlIter=1, Element=Regulator.vreg4_a, Action= CHANGED -1 TAPS TO 1.025.
Hour=8, Sec=60, ControlIter=1, Element=Regulator.vreg3_a, Action= CHANGED -1 TAPS TO 1.04375.
Hour=8, Sec=60, ControlIter=2, Element=Regulator.vreg2_c, Action= CHANGED -1 TAPS TO 1.
Hour=8, Sec=60, ControlIter=3, Element=Capacitor.capbank2a, Action=**OPENED**
Hour=8, Sec=60, ControlIter=4, Element=Regulator.vreg3_b, Action= CHANGED -1 TAPS TO 1.025.
Hour=8, Sec=60, ControlIter=4, Element=Regulator.vreg2_a, Action= CHANGED 2 TAPS TO 1.03125.
Hour=8, Sec=120, ControlIter=1, Element=Regulator.vreg4_c, Action= CHANGED -1 TAPS TO 1.01875.
Hour=8, Sec=210, ControlIter=1, Element=Capacitor.capbank2a, Action=**ARMED**, DELAY= 250 SEC
Hour=8, Sec=210, ControlIter=1, Element=Regulator.vreg4_c, Action= CHANGED 1 TAPS TO 1.025.
Hour=8, Sec=210, ControlIter=1, Element=Regulator.vreg4_b, Action= CHANGED 4 TAPS TO 1.05.
Hour=8, Sec=210, ControlIter=1, Element=Regulator.vreg4_a, Action= CHANGED 5 TAPS TO 1.05625.
Hour=8, Sec=210, ControlIter=1, Element=Regulator.vreg3_b, Action= CHANGED 2 TAPS TO 1.0375.
Hour=8, Sec=210, ControlIter=1, Element=Regulator.vreg3_a, Action= CHANGED 6 TAPS TO 1.08125.
Hour=8, Sec=210, ControlIter=1, Element=Regulator.vreg2_b, Action= CHANGED 4 TAPS TO 1.0375.
Hour=8, Sec=210, ControlIter=1, Element=Regulator.vreg2_a, Action= CHANGED 8 TAPS TO 1.08125.
Hour=8, Sec=210, ControlIter=1, Element=Regulator.feeder_rega, Action= CHANGED 1 TAPS TO 1.01875.
Hour=8, Sec=210, ControlIter=2, Element=Regulator.vreg4_b, Action= CHANGED 1 TAPS TO 1.05625.
Hour=8, Sec=210, ControlIter=2, Element=Regulator.vreg3_b, Action= CHANGED 2 TAPS TO 1.05.
Hour=8, Sec=210, ControlIter=2, Element=Regulator.vreg2_c, Action= CHANGED 1 TAPS TO 1.00625.
Hour=8, Sec=210, ControlIter=2, Element=Regulator.vreg2_a, Action= CHANGED -4 TAPS TO 1.05625.
Hour=8, Sec=210, ControlIter=3, Element=Regulator.vreg2_b, Action= CHANGED -1 TAPS TO 1.03125.
Hour=8, Sec=210, ControlIter=3, Element=Regulator.vreg2_a, Action= CHANGED -1 TAPS TO 1.05.
Hour=8, Sec=210, ControlIter=4, Element=Capacitor.capbank2a, Action=**CLOSED**
Hour=8, Sec=210, ControlIter=5, Element=Regulator.vreg4_a, Action= CHANGED -1 TAPS TO 1.05.
Hour=8, Sec=210, ControlIter=5, Element=Regulator.vreg3_a, Action= CHANGED -1 TAPS TO 1.075.
Hour=8, Sec=210, ControlIter=5, Element=Regulator.vreg2_a, Action= CHANGED -2 TAPS TO 1.0375.
Hour=8, Sec=240, ControlIter=1, Element=Capacitor.capbank2c, Action=**ARMED**, DELAY= 132 SEC
Hour=8, Sec=240, ControlIter=1, Element=Regulator.vreg4_c, Action= CHANGED 1 TAPS TO 1.03125.
Hour=8, Sec=240, ControlIter=1, Element=Regulator.vreg4_b, Action= CHANGED 1 TAPS TO 1.0625.
Hour=8, Sec=240, ControlIter=1, Element=Regulator.vreg3_b, Action= CHANGED 1 TAPS TO 1.05625.
Hour=8, Sec=240, ControlIter=1, Element=Regulator.vreg2_a, Action= CHANGED 1 TAPS TO 1.04375.
Hour=8, Sec=240, ControlIter=2, Element=Capacitor.capbank2c, Action=**CLOSED**
Hour=8, Sec=240, ControlIter=3, Element=Regulator.vreg4_c, Action= CHANGED -1 TAPS TO 1.025.
Hour=8, Sec=240, ControlIter=3, Element=Regulator.vreg2_a, Action= CHANGED 1 TAPS TO 1.05.
Hour=8, Sec=390, ControlIter=1, Element=Capacitor.capbank2c, Action=**ARMED**, DELAY= 102 SEC
Hour=8, Sec=390, ControlIter=1, Element=Regulator.vreg4_b, Action= CHANGED -2 TAPS TO 1.05.
Hour=8, Sec=390, ControlIter=1, Element=Regulator.vreg4_a, Action= CHANGED -1 TAPS TO 1.04375.
Hour=8, Sec=390, ControlIter=1, Element=Regulator.vreg3_c, Action= CHANGED -1 TAPS TO 0.99375.
Hour=8, Sec=390, ControlIter=1, Element=Regulator.vreg3_b, Action= CHANGED -1 TAPS TO 1.05.
Hour=8, Sec=390, ControlIter=1, Element=Regulator.vreg3_a, Action= CHANGED -2 TAPS TO 1.0625.
Hour=8, Sec=390, ControlIter=1, Element=Regulator.vreg2_b, Action= CHANGED -2 TAPS TO 1.01875.
Hour=8, Sec=390, ControlIter=1, Element=Regulator.vreg2_a, Action= CHANGED -3 TAPS TO 1.03125.
Hour=8, Sec=390, ControlIter=1, Element=Regulator.feeder_rega, Action= CHANGED -1 TAPS TO 1.0125.
Hour=8, Sec=390, ControlIter=2, Element=Regulator.vreg2_a, Action= CHANGED 2 TAPS TO 1.04375.
Hour=8, Sec=390, ControlIter=3, Element=Capacitor.capbank2c, Action=**OPENED**
Hour=8, Sec=390, ControlIter=4, Element=Regulator.vreg3_c, Action= CHANGED 1 TAPS TO 1.
Hour=8, Sec=390, ControlIter=4, Element=Regulator.vreg3_b, Action= CHANGED -1 TAPS TO 1.04375.
Hour=8, Sec=390, ControlIter=4, Element=Regulator.vreg2_c, Action= CHANGED 1 TAPS TO 1.0125.
Hour=8, Sec=420, ControlIter=1, Element=Regulator.vreg4_b, Action= CHANGED -2 TAPS TO 1.0375.
Hour=8, Sec=420, ControlIter=1, Element=Regulator.vreg4_a, Action= CHANGED -2 TAPS TO 1.03125.
Hour=8, Sec=420, ControlIter=1, Element=Regulator.vreg3_b, Action= CHANGED -1 TAPS TO 1.0375.
Hour=8, Sec=420, ControlIter=1, Element=Regulator.vreg3_a, Action= CHANGED -1 TAPS TO 1.05625.
Hour=8, Sec=420, ControlIter=1, Element=Regulator.vreg2_c, Action= CHANGED -1 TAPS TO 1.00625.
Hour=8, Sec=420, ControlIter=1, Element=Regulator.vreg2_b, Action= CHANGED -1 TAPS TO 1.0125.
Hour=8, Sec=420, ControlIter=1, Element=Regulator.vreg2_a, Action= CHANGED -2 TAPS TO 1.03125.
Hour=8, Sec=450, ControlIter=1, Element=Regulator.vreg4_b, Action= CHANGED 1 TAPS TO 1.04375.
Hour=8, Sec=450, ControlIter=1, Element=Regulator.vreg4_a, Action= CHANGED 2 TAPS TO 1.04375.
Hour=8, Sec=450, ControlIter=1, Element=Regulator.vreg3_b, Action= CHANGED 1 TAPS TO 1.04375.
Hour=8, Sec=450, ControlIter=1, Element=Regulator.vreg3_a, Action= CHANGED 2 TAPS TO 1.06875.
Hour=8, Sec=450, ControlIter=1, Element=Regulator.vreg2_b, Action= CHANGED 2 TAPS TO 1.025.
Hour=8, Sec=450, ControlIter=1, Element=Regulator.vreg2_a, Action= CHANGED 3 TAPS TO 1.05.
Hour=8, Sec=480, ControlIter=1, Element=Regulator.vreg2_a, Action= CHANGED -2 TAPS TO 1.0375.
Hour=8, Sec=510, ControlIter=1, Element=Regulator.vreg4_b, Action= CHANGED -1 TAPS TO 1.0375.
Hour=8, Sec=510, ControlIter=1, Element=Regulator.vreg4_a, Action= CHANGED -1 TAPS TO 1.0375.
Hour=8, Sec=510, ControlIter=1, Element=Regulator.vreg3_b, Action= CHANGED -1 TAPS TO 1.0375.
Hour=8, Sec=510, ControlIter=1, Element=Regulator.vreg3_a, Action= CHANGED -2 TAPS TO 1.05625.
Hour=8, Sec=510, ControlIter=1, Element=Regulator.vreg2_b, Action= CHANGED -1 TAPS TO 1.01875.
Hour=8, Sec=510, ControlIter=1, Element=Regulator.vreg2_a, Action= CHANGED -2 TAPS TO 1.025.
Hour=8, Sec=510, ControlIter=2, Element=Regulator.vreg2_a, Action= CHANGED 1 TAPS TO 1.03125.
Hour=8, Sec=540, ControlIter=1, Element=Regulator.vreg4_b, Action= CHANGED -1 TAPS TO 1.03125.
Hour=8, Sec=540, ControlIter=1, Element=Regulator.vreg4_a, Action= CHANGED -1 TAPS TO 1.03125.
Hour=8, Sec=540, ControlIter=1, Element=Regulator.vreg3_b, Action= CHANGED -1 TAPS TO 1.03125.
Hour=8, Sec=540, ControlIter=1, Element=Regulator.vreg3_a, Action= CHANGED -1 TAPS TO 1.05.
Hour=8, Sec=540, ControlIter=1, Element=Regulator.vreg2_a, Action= CHANGED -1 TAPS TO 1.025.
Hour=8, Sec=600, ControlIter=1, Element=Capacitor.capbank2a, Action=**ARMED**, DELAY= 100 SEC
Hour=8, Sec=600, ControlIter=1, Element=Regulator.vreg4_b, Action= CHANGED -1 TAPS TO 1.025.
Hour=8, Sec=600, ControlIter=1, Element=Regulator.vreg4_a, Action= CHANGED -1 TAPS TO 1.025.
Hour=8, Sec=600, ControlIter=1, Element=Regulator.vreg3_a, Action= CHANGED -1 TAPS TO 1.04375.
Hour=8, Sec=600, ControlIter=2, Element=Regulator.vreg2_c, Action= CHANGED -1 TAPS TO 1.
Hour=8, Sec=600, ControlIter=3, Element=Capacitor.capbank2a, Action=**OPENED**
Hour=8, Sec=600, ControlIter=4, Element=Regulator.vreg2_a, Action= CHANGED 1 TAPS TO 1.03125.
Hour=8, Sec=630, ControlIter=1, Element=Regulator.vreg4_c, Action= CHANGED -1 TAPS TO 1.01875.
Hour=8, Sec=630, ControlIter=1, Element=Regulator.vreg3_c, Action= CHANGED -1 TAPS TO 0.99375.
Hour=8, Sec=630, ControlIter=1, Element=Regulator.vreg3_b, Action= CHANGED -1 TAPS TO 1.025.
Hour=8, Sec=630, ControlIter=1, Element=Regulator.vreg2_b, Action= CHANGED -1 TAPS TO 1.0125.
Hour=8, Sec=720, ControlIter=1, Element=Capacitor.capbank2a, Action=**ARMED**, DELAY= 280 SEC
Hour=8, Sec=720, ControlIter=1, Element=Regulator.vreg4_c, Action= CHANGED 1 TAPS TO 1.025.
Hour=8, Sec=720, ControlIter=1, Element=Regulator.vreg4_b, Action= CHANGED 3 TAPS TO 1.04375.
Hour=8, Sec=720, ControlIter=1, Element=Regulator.vreg4_a, Action= CHANGED 4 TAPS TO 1.05.
Hour=8, Sec=720, ControlIter=1, Element=Regulator.vreg3_b, Action= CHANGED 2 TAPS TO 1.0375.
Hour=8, Sec=720, ControlIter=1, Element=Regulator.vreg3_a, Action= CHANGED 6 TAPS TO 1.08125.
Hour=8, Sec=720, ControlIter=1, Element=Regulator.vreg2_c, Action= CHANGED 1 TAPS TO 1.00625.
Hour=8, Sec=720, ControlIter=1, Element=Regulator.vreg2_b, Action= CHANGED 4 TAPS TO 1.0375.
Hour=8, Sec=720, ControlIter=1, Element=Regulator.vreg2_a, Action= CHANGED 8 TAPS TO 1.08125.
Hour=8, Sec=720, ControlIter=1, Element=Regulator.feeder_rega, Action= CHANGED 1 TAPS TO 1.01875.
Hour=8, Sec=720, ControlIter=2, Element=Regulator.vreg4_b, Action= CHANGED 1 TAPS TO 1.05.
Hour=8, Sec=720, ControlIter=2, Element=Regulator.vreg3_c, Action= CHANGED 1 TAPS TO 1.
Hour=8, Sec=720, ControlIter=2, Element=Regulator.vreg3_b, Action= CHANGED 1 TAPS TO 1.04375.
Hour=8, Sec=720, ControlIter=2, Element=Regulator.vreg2_c, Action= CHANGED 1 TAPS TO 1.0125.
Hour=8, Sec=720, ControlIter=2, Element=Regulator.vreg2_a, Action= CHANGED -4 TAPS TO 1.05625.
Hour=8, Sec=720, ControlIter=3, Element=Regulator.vreg2_a, Action= CHANGED -1 TAPS TO 1.05.
Hour=8, Sec=720, ControlIter=4, Element=Regulator.vreg2_a, Action= CHANGED -1 TAPS TO 1.04375.
Hour=8, Sec=720, ControlIter=5, Element=Capacitor.capbank2a, Action=**CLOSED**
Hour=8, Sec=720, ControlIter=6, Element=Regulator.vreg4_b, Action= CHANGED 1 TAPS TO 1.05625.
Hour=8, Sec=720, ControlIter=6, Element=Regulator.vreg3_b, Action= CHANGED 1 TAPS TO 1.05.
Hour=8, Sec=720, ControlIter=6, Element=Regulator.vreg3_a, Action= CHANGED -1 TAPS TO 1.075.
Hour=8, Sec=720, ControlIter=6, Element=Regulator.vreg2_a, Action= CHANGED -2 TAPS TO 1.03125.
Hour=8, Sec=720, ControlIter=7, Element=Regulator.vreg2_b, Action= CHANGED -1 TAPS TO 1.03125.
Hour=8, Sec=750, ControlIter=1, Element=Capacitor.capbank2c, Action=**ARMED**, DELAY= 102 SEC
Hour=8, Sec=750, ControlIter=1, Element=Regulator.vreg2_a, Action= CHANGED 1 TAPS TO 1.0375.
Hour=8, Sec=750, ControlIter=2, Element=Regulator.vreg2_a, Action= CHANGED 1 TAPS TO 1.04375.
Hour=8, Sec=750, ControlIter=3, Element=Capacitor.capbank2c, Action=**CLOSED**
Hour=8, Sec=750, ControlIter=4, Element=Regulator.vreg4_b, Action= CHANGED 1 TAPS TO 1.0625.
Hour=8, Sec=750, ControlIter=4, Element=Regulator.vreg3_b, Action= CHANGED 1 TAPS TO 1.05625.
Hour=8, Sec=750, ControlIter=4, Element=Regulator.vreg2_c, Action= CHANGED -1 TAPS TO 1.00625.
Hour=8, Sec=930, ControlIter=1, Element=Capacitor.capbank2c, Action=**ARMED**, DELAY= 102 SEC
Hour=8, Sec=930, ControlIter=1, Element=Regulator.vreg2_b, Action= CHANGED -1 TAPS TO 1.025.
Hour=8, Sec=930, ControlIter=2, Element=Capacitor.capbank2c, Action=**OPENED**
Hour=8, Sec=1110, ControlIter=1, Element=Regulator.vreg2_a, Action= CHANGED -1 TAPS TO 1.0375.
Hour=8, Sec=1140, ControlIter=1, Element=Regulator.vreg4_b, Action= CHANGED -2 TAPS TO 1.05.
Hour=8, Sec=1140, ControlIter=1, Element=Regulator.vreg4_a, Action= CHANGED -2 TAPS TO 1.0375.
Hour=8, Sec=1140, ControlIter=1, Element=Regulator.vreg3_b, Action= CHANGED -2 TAPS TO 1.04375.
Hour=8, Sec=1140, ControlIter=1, Element=Regulator.vreg3_a, Action= CHANGED -2 TAPS TO 1.0625.
Hour=8, Sec=1140, ControlIter=1, Element=Regulator.vreg2_b, Action= CHANGED -2 TAPS TO 1.0125.
Hour=8, Sec=1140, ControlIter=1, Element=Regulator.vreg2_a, Action= CHANGED -2 TAPS TO 1.025.
Hour=8, Sec=1140, ControlIter=1, Element=Regulator.feeder_rega, Action= CHANGED -1 TAPS TO 1.0125.
Hour=8, Sec=1140, ControlIter=2, Element=Regulator.vreg2_a, Action= CHANGED 1 TAPS TO 1.03125.
Hour=8, Sec=1170, ControlIter=1, Element=Capacitor.capbank2a, Action=**ARMED**, DELAY= 100 SEC
Hour=8, Sec=1170, ControlIter=1, Element=Capacitor.capbank2b, Action=**ARMED**, DELAY= 101 SEC
Hour=8, Sec=1170, ControlIter=1, Element=Regulator.vreg4_b, Action= CHANGED -3 TAPS TO 1.03125.
Hour=8, Sec=1170, ControlIter=1, Element=Regulator.vreg4_a, Action= CHANGED -2 TAPS TO 1.025.
Hour=8, Sec=1170, ControlIter=1, Element=Regulator.vreg3_b, Action= CHANGED -2 TAPS TO 1.03125.
Hour=8, Sec=1170, ControlIter=1, Element=Regulator.vreg3_a, Action= CHANGED -2 TAPS TO 1.05.
Hour=8, Sec=1170, ControlIter=1, Element=Regulator.vreg2_b, Action= CHANGED -2 TAPS TO 1.
Hour=8, Sec=1170, ControlIter=1, Element=Regulator.vreg2_a, Action= CHANGED -3 TAPS TO 1.0125.
Hour=8, Sec=1170, ControlIter=1, Element=Regulator.feeder_rega, Action= CHANGED -1 TAPS TO 1.00625.
Hour=8, Sec=1170, ControlIter=2, Element=Capacitor.capbank2a, Action=**RESET**
Hour=8, Sec=1170, ControlIter=2, Element=Capacitor.capbank2b, Action=**RESET**
Hour=8, Sec=1170, ControlIter=2, Element=Regulator.vreg4_b, Action= CHANGED -1 TAPS TO 1.025.
Hour=8, Sec=1170, ControlIter=2, Element=Regulator.vreg3_b, Action= CHANGED -1 TAPS TO 1.025.
Hour=8, Sec=1170, ControlIter=2, Element=Regulator.vreg2_c, Action= CHANGED -1 TAPS TO 1.
Hour=8, Sec=1170, ControlIter=2, Element=Regulator.vreg2_b, Action= CHANGED 1 TAPS TO 1.00625.
Hour=8, Sec=1170, ControlIter=2, Element=Regulator.vreg2_a, Action= CHANGED 1 TAPS TO 1.01875.
Hour=8, Sec=1170, ControlIter=3, Element=Regulator.vreg2_b, Action= CHANGED 1 TAPS TO 1.0125.
Hour=8, Sec=1200, ControlIter=1, Element=Regulator.vreg2_b, Action= CHANGED 1 TAPS TO 1.01875.
Hour=8, Sec=1200, ControlIter=1, Element=Regulator.vreg2_a, Action= CHANGED 1 TAPS TO 1.025.
Hour=8, Sec=1230, ControlIter=1, Element=Capacitor.capbank2a, Action=**ARMED**, DELAY= 100 SEC
Hour=8, Sec=1230, ControlIter=1, Element=Regulator.vreg4_c, Action= CHANGED -1 TAPS TO 1.01875.
Hour=8, Sec=1230, ControlIter=2, Element=Capacitor.capbank2a, Action=**OPENED**
Hour=8, Sec=1230, ControlIter=3, Element=Regulator.vreg4_a, Action= CHANGED 1 TAPS TO 1.03125.
Hour=8, Sec=1230, ControlIter=3, Element=Regulator.vreg3_c, Action= CHANGED -1 TAPS TO 0.99375.
Hour=8, Sec=1230, ControlIter=3, Element=Regulator.vreg2_a, Action= CHANGED 1 TAPS TO 1.03125.
Hour=8, Sec=1350, ControlIter=1, Element=Capacitor.capbank2a, Action=**ARMED**, DELAY= 280 SEC
Hour=8, Sec=1350, ControlIter=1, Element=Regulator.vreg4_a, Action= CHANGED 1 TAPS TO 1.0375.
Hour=8, Sec=1350, ControlIter=1, Element=Regulator.vreg3_a, Action= CHANGED 1 TAPS TO 1.05625.
Hour=8, Sec=1350, ControlIter=1, Element=Regulator.vreg2_a, Action= CHANGED 1 TAPS TO 1.0375.
Hour=8, Sec=1350, ControlIter=2, Element=Capacitor.capbank2a, Action=**CLOSED**
Hour=8, Sec=1350, ControlIter=3, Element=Regulator.vreg4_a, Action= CHANGED -1 TAPS TO 1.03125.
Hour=8, Sec=1350, ControlIter=3, Element=Regulator.vreg2_a, Action= CHANGED -1 TAPS TO 1.03125.
Hour=8, Sec=1380, ControlIter=1, Element=Regulator.vreg4_c, Action= CHANGED 1 TAPS TO 1.025.
Hour=8, Sec=1380, ControlIter=1, Element=Regulator.vreg4_b, Action= CHANGED 3 TAPS TO 1.04375.
Hour=8, Sec=1380, ControlIter=1, Element=Regulator.vreg4_a, Action= CHANGED 3 TAPS TO 1.05.
Hour=8, Sec=1380, ControlIter=1, Element=Regulator.vreg3_c, Action= CHANGED 1 TAPS TO 1.
Hour=8, Sec=1380, ControlIter=1, Element=Regulator.vreg3_b, Action= CHANGED 2 TAPS TO 1.0375.
Hour=8, Sec=1380, ControlIter=1, Element=Regulator.vreg3_a, Action= CHANGED 3 TAPS TO 1.075.
Hour=8, Sec=1380, ControlIter=1, Element=Regulator.vreg2_c, Action= CHANGED 1 TAPS TO 1.00625.
Hour=8, Sec=1380, ControlIter=1, Element=Regulator.vreg2_b, Action= CHANGED 3 TAPS TO 1.0375.
Hour=8, Sec=1380, ControlIter=1, Element=Regulator.vreg2_a, Action= CHANGED 4 TAPS TO 1.05625.
Hour=8, Sec=1380, ControlIter=2, Element=Regulator.vreg4_b, Action= CHANGED 1 TAPS TO 1.05.
Hour=8, Sec=1380, ControlIter=2, Element=Regulator.vreg4_a, Action= CHANGED 1 TAPS TO 1.05625.
Hour=8, Sec=1380, ControlIter=2, Element=Regulator.vreg3_b, Action= CHANGED 1 TAPS TO 1.04375.
Hour=8, Sec=1380, ControlIter=2, Element=Regulator.vreg3_a, Action= CHANGED 1 TAPS TO 1.08125.
Hour=8, Sec=1380, ControlIter=3, Element=Regulator.vreg2_b, Action= CHANGED -1 TAPS TO 1.03125.
Hour=8, Sec=1380, ControlIter=3, Element=Regulator.vreg2_a, Action= CHANGED -1 TAPS TO 1.05.
Hour=8, Sec=1440, ControlIter=1, Element=Regulator.vreg3_a, Action= CHANGED 1 TAPS TO 1.0875.
Hour=8, Sec=1470, ControlIter=1, Element=Regulator.vreg4_b, Action= CHANGED 1 TAPS TO 1.05625.
Hour=8, Sec=1470, ControlIter=1, Element=Regulator.vreg4_a, Action= CHANGED 1 TAPS TO 1.0625.
Hour=8, Sec=1470, ControlIter=1, Element=Regulator.vreg3_b, Action= CHANGED 1 TAPS TO 1.05.
Hour=8, Sec=1470, ControlIter=1, Element=Regulator.vreg3_a, Action= CHANGED 1 TAPS TO 1.09375.
Hour=8, Sec=1500, ControlIter=1, Element=Regulator.vreg4_c, Action= CHANGED 1 TAPS TO 1.03125.
Hour=8, Sec=1620, ControlIter=1, Element=Regulator.feeder_rega, Action= CHANGED 1 TAPS TO 1.0125.
Hour=8, Sec=1620, ControlIter=2, Element=Capacitor.capbank2c, Action=**ARMED**, DELAY= 102 SEC
Hour=8, Sec=1620, ControlIter=2, Element=Regulator.vreg4_b, Action= CHANGED 1 TAPS TO 1.0625.
Hour=8, Sec=1620, ControlIter=2, Element=Regulator.vreg2_a, Action= CHANGED -1 TAPS TO 1.04375.
Hour=8, Sec=1620, ControlIter=3, Element=Capacitor.capbank2c, Action=**CLOSED**
Hour=8, Sec=1620, ControlIter=4, Element=Regulator.vreg4_c, Action= CHANGED -1 TAPS TO 1.025.
Hour=8, Sec=1620, ControlIter=4, Element=Regulator.vreg3_b, Action= CHANGED 1 TAPS TO 1.05625.
Hour=8, Sec=1770, ControlIter=1, Element=Capacitor.capbank2c, Action=**ARMED**, DELAY= 102 SEC
Hour=8, Sec=1770, ControlIter=1, Element=Regulator.vreg4_c, Action= CHANGED -1 TAPS TO 1.01875.
Hour=8, Sec=1770, ControlIter=1, Element=Regulator.vreg4_b, Action= CHANGED -2 TAPS TO 1.05.
Hour=8, Sec=1770, ControlIter=1, Element=Regulator.vreg4_a, Action= CHANGED -2 TAPS TO 1.05.
Hour=8, Sec=1770, ControlIter=1, Element=Regulator.vreg3_c, Action= CHANGED -1 TAPS TO 0.99375.
Hour=8, Sec=1770, ControlIter=1, Element=Regulator.vreg3_b, Action= CHANGED -2 TAPS TO 1.04375.
Hour=8, Sec=1770, ControlIter=1, Element=Regulator.vreg3_a, Action= CHANGED -4 TAPS TO 1.06875.
Hour=8, Sec=1770, ControlIter=1, Element=Regulator.vreg2_c, Action= CHANGED -1 TAPS TO 1.
Hour=8, Sec=1770, ControlIter=1, Element=Regulator.vreg2_b, Action= CHANGED -3 TAPS TO 1.0125.
Hour=8, Sec=1770, ControlIter=1, Element=Regulator.vreg2_a, Action= CHANGED -4 TAPS TO 1.01875.
Hour=8, Sec=1770, ControlIter=2, Element=Regulator.vreg4_b, Action= CHANGED -1 TAPS TO 1.04375.
Hour=8, Sec=1770, ControlIter=2, Element=Regulator.vreg4_a, Action= CHANGED -1 TAPS TO 1.04375.
Hour=8, Sec=1770, ControlIter=2, Element=Regulator.vreg2_a, Action= CHANGED 1 TAPS TO 1.025.
Hour=8, Sec=1770, ControlIter=3, Element=Capacitor.capbank2c, Action=**OPENED**
Hour=8, Sec=1770, ControlIter=4, Element=Regulator.vreg3_a, Action= CHANGED -1 TAPS TO 1.0625.
Hour=8, Sec=1770, ControlIter=4, Element=Regulator.vreg2_c, Action= CHANGED 1 TAPS TO 1.00625.
Hour=8, Sec=1770, ControlIter=5, Element=Regulator.vreg2_a, Action= CHANGED 1 TAPS TO 1.03125.
Hour=8, Sec=1800, ControlIter=1, Element=Capacitor.capbank2a, Action=**ARMED**, DELAY= 100 SEC
Hour=8, Sec=1800, ControlIter=1, Element=Capacitor.capbank2b, Action=**ARMED**, DELAY= 101 SEC
Hour=8, Sec=1800, ControlIter=1, Element=Regulator.vreg4_b, Action= CHANGED -2 TAPS TO 1.03125.
Hour=8, Sec=1800, ControlIter=1, Element=Regulator.vreg4_a, Action= CHANGED -3 TAPS TO 1.025.
Hour=8, Sec=1800, ControlIter=1, Element=Regulator.vreg3_b, Action= CHANGED -2 TAPS TO 1.03125.
Hour=8, Sec=1800, ControlIter=1, Element=Regulator.vreg3_a, Action= CHANGED -2 TAPS TO 1.05.
Hour=8, Sec=1800, ControlIter=1, Element=Regulator.vreg2_b, Action= CHANGED -2 TAPS TO 1.
Hour=8, Sec=1800, ControlIter=1, Element=Regulator.vreg2_a, Action= CHANGED -3 TAPS TO 1.0125.
Hour=8, Sec=1800, ControlIter=1, Element=Regulator.feeder_regb, Action= CHANGED -1 TAPS TO 1.00625.
Hour=8, Sec=1800, ControlIter=1, Element=Regulator.feeder_rega, Action= CHANGED -1 TAPS TO 1.00625.
Hour=8, Sec=1800, ControlIter=2, Element=Capacitor.capbank2b, Action=**RESET**
Hour=8, Sec=1800, ControlIter=2, Element=Regulator.vreg2_b, Action= CHANGED 2 TAPS TO 1.0125.
Hour=8, Sec=1800, ControlIter=2, Element=Regulator.vreg2_a, Action= CHANGED 1 TAPS TO 1.01875.
Hour=8, Sec=1800, ControlIter=3, Element=Capacitor.capbank2a, Action=**OPENED**
Hour=8, Sec=1800, ControlIter=4, Element=Regulator.vreg4_a, Action= CHANGED 1 TAPS TO 1.03125.
Hour=8, Sec=1800, ControlIter=4, Element=Regulator.vreg2_a, Action= CHANGED 2 TAPS TO 1.03125.
Hour=8, Sec=1860, ControlIter=1, Element=Regulator.vreg3_a, Action= CHANGED 1 TAPS TO 1.05625.
Hour=8, Sec=1860, ControlIter=1, Element=Regulator.vreg2_a, Action= CHANGED 1 TAPS TO 1.0375.
Hour=8, Sec=1890, ControlIter=1, Element=Regulator.vreg2_b, Action= CHANGED 1 TAPS TO 1.01875.
Hour=8, Sec=1950, ControlIter=1, Element=Regulator.vreg4_a, Action= CHANGED 1 TAPS TO 1.0375.
Hour=8, Sec=2040, ControlIter=1, Element=Capacitor.capbank2a, Action=**ARMED**, DELAY= 160 SEC
Hour=8, Sec=2040, ControlIter=1, Element=Capacitor.capbank2a, Action=**CLOSED**
Hour=8, Sec=2040, ControlIter=2, Element=Regulator.vreg4_a, Action= CHANGED -1 TAPS TO 1.03125.
Hour=8, Sec=2040, ControlIter=2, Element=Regulator.vreg2_a, Action= CHANGED -1 TAPS TO 1.03125.
Hour=8, Sec=2280, ControlIter=1, Element=Regulator.vreg2_a, Action= CHANGED -1 TAPS TO 1.025.
Hour=8, Sec=2730, ControlIter=1, Element=Regulator.vreg4_c, Action= CHANGED 1 TAPS TO 1.025.
Hour=8, Sec=2730, ControlIter=1, Element=Regulator.vreg4_b, Action= CHANGED 4 TAPS TO 1.05625.
Hour=8, Sec=2730, ControlIter=1, Element=Regulator.vreg4_a, Action= CHANGED 4 TAPS TO 1.05625.
Hour=8, Sec=2730, ControlIter=1, Element=Regulator.vreg3_c, Action= CHANGED 1 TAPS TO 1.
Hour=8, Sec=2730, ControlIter=1, Element=Regulator.vreg3_b, Action= CHANGED 3 TAPS TO 1.05.
Hour=8, Sec=2730, ControlIter=1, Element=Regulator.vreg3_a, Action= CHANGED 4 TAPS TO 1.08125.
Hour=8, Sec=2730, ControlIter=1, Element=Regulator.vreg2_c, Action= CHANGED 1 TAPS TO 1.0125.
Hour=8, Sec=2730, ControlIter=1, Element=Regulator.vreg2_b, Action= CHANGED 4 TAPS TO 1.04375.
Hour=8, Sec=2730, ControlIter=1, Element=Regulator.vreg2_a, Action= CHANGED 7 TAPS TO 1.06875.
Hour=8, Sec=2730, ControlIter=1, Element=Regulator.feeder_regb, Action= CHANGED 1 TAPS TO 1.0125.
Hour=8, Sec=2730, ControlIter=1, Element=Regulator.feeder_rega, Action= CHANGED 1 TAPS TO 1.0125.
Hour=8, Sec=2730, ControlIter=2, Element=Regulator.vreg2_b, Action= CHANGED -1 TAPS TO 1.0375.
Hour=8, Sec=2730, ControlIter=2, Element=Regulator.vreg2_a, Action= CHANGED -2 TAPS TO 1.05625.
Hour=8, Sec=2730, ControlIter=3, Element=Regulator.vreg2_a, Action= CHANGED -1 TAPS TO 1.05.
Hour=8, Sec=2760, ControlIter=1, Element=Regulator.vreg2_b, Action= CHANGED -1 TAPS TO 1.03125.
Hour=8, Sec=2760, ControlIter=1, Element=Regulator.vreg2_a, Action= CHANGED -2 TAPS TO 1.0375.
Hour=8, Sec=2790, ControlIter=1, Element=Capacitor.capbank2a, Action=**ARMED**, DELAY= 100 SEC
Hour=8, Sec=2790, ControlIter=1, Element=Regulator.vreg4_b, Action= CHANGED -3 TAPS TO 1.0375.
Hour=8, Sec=2790, ControlIter=1, Element=Regulator.vreg4_a, Action= CHANGED -3 TAPS TO 1.0375.
Hour=8, Sec=2790, ControlIter=1, Element=Regulator.vreg3_b, Action= CHANGED -2 TAPS TO 1.0375.
Hour=8, Sec=2790, ControlIter=1, Element=Regulator.vreg3_a, Action= CHANGED -4 TAPS TO 1.05625.
Hour=8, Sec=2790, ControlIter=1, Element=Regulator.vreg2_c, Action= CHANGED -1 TAPS TO 1.00625.
Hour=8, Sec=2790, ControlIter=1, Element=Regulator.vreg2_b, Action= CHANGED -4 TAPS TO 1.00625.
Hour=8, Sec=2790, ControlIter=1, Element=Regulator.vreg2_a, Action= CHANGED -4 TAPS TO 1.0125.
Hour=8, Sec=2790, ControlIter=2, Element=Capacitor.capbank2a, Action=**RESET**
Hour=8, Sec=2790, ControlIter=2, Element=Regulator.vreg4_b, Action= CHANGED -1 TAPS TO 1.03125.
Hour=8, Sec=2790, ControlIter=2, Element=Regulator.vreg4_a, Action= CHANGED -1 TAPS TO 1.03125.
Hour=8, Sec=2790, ControlIter=2, Element=Regulator.vreg3_b, Action= CHANGED -1 TAPS TO 1.03125.
Hour=8, Sec=2790, ControlIter=2, Element=Regulator.vreg3_a, Action= CHANGED -1 TAPS TO 1.05.
Hour=8, Sec=2790, ControlIter=3, Element=Regulator.vreg2_b, Action= CHANGED 1 TAPS TO 1.0125.
Hour=8, Sec=2790, ControlIter=3, Element=Regulator.vreg2_a, Action= CHANGED 1 TAPS TO 1.01875.
Hour=8, Sec=2790, ControlIter=4, Element=Regulator.vreg2_a, Action= CHANGED 1 TAPS TO 1.025.
Hour=8, Sec=2820, ControlIter=1, Element=Regulator.vreg2_b, Action= CHANGED 2 TAPS TO 1.025.
Hour=8, Sec=2820, ControlIter=1, Element=Regulator.vreg2_a, Action= CHANGED 2 TAPS TO 1.0375.
Hour=8, Sec=2850, ControlIter=1, Element=Regulator.vreg4_a, Action= CHANGED -1 TAPS TO 1.025.
Hour=8, Sec=2850, ControlIter=1, Element=Regulator.vreg2_b, Action= CHANGED -1 TAPS TO 1.01875.
Hour=8, Sec=2850, ControlIter=1, Element=Regulator.vreg2_a, Action= CHANGED -1 TAPS TO 1.03125.
Hour=8, Sec=2850, ControlIter=2, Element=Regulator.vreg2_a, Action= CHANGED -1 TAPS TO 1.025.
Hour=8, Sec=3060, ControlIter=1, Element=Regulator.vreg3_a, Action= CHANGED -1 TAPS TO 1.04375.
Hour=8, Sec=3240, ControlIter=1, Element=Regulator.vreg4_b, Action= CHANGED 1 TAPS TO 1.0375.
Hour=8, Sec=3240, ControlIter=1, Element=Regulator.vreg4_a, Action= CHANGED 2 TAPS TO 1.0375.
Hour=8, Sec=3240, ControlIter=1, Element=Regulator.vreg3_b, Action= CHANGED 1 TAPS TO 1.0375.
Hour=8, Sec=3240, ControlIter=1, Element=Regulator.vreg3_a, Action= CHANGED 2 TAPS TO 1.05625.
Hour=8, Sec=3240, ControlIter=1, Element=Regulator.vreg2_b, Action= CHANGED 1 TAPS TO 1.025.
Hour=8, Sec=3240, ControlIter=1, Element=Regulator.vreg2_a, Action= CHANGED 4 TAPS TO 1.05.
Hour=8, Sec=3270, ControlIter=1, Element=Regulator.vreg4_b, Action= CHANGED 3 TAPS TO 1.05625.
Hour=8, Sec=3270, ControlIter=1, Element=Regulator.vreg4_a, Action= CHANGED 2 TAPS TO 1.05.
Hour=8, Sec=3270, ControlIter=1, Element=Regulator.vreg3_b, Action= CHANGED 2 TAPS TO 1.05.
Hour=8, Sec=3270, ControlIter=1, Element=Regulator.vreg3_a, Action= CHANGED 4 TAPS TO 1.08125.
Hour=8, Sec=3270, ControlIter=1, Element=Regulator.vreg2_b, Action= CHANGED 2 TAPS TO 1.0375.
Hour=8, Sec=3270, ControlIter=1, Element=Regulator.vreg2_a, Action= CHANGED 4 TAPS TO 1.075.
Hour=8, Sec=3270, ControlIter=2, Element=Capacitor.capbank2c, Action=**ARMED**, DELAY= 102 SEC
Hour=8, Sec=3270, ControlIter=2, Element=Regulator.vreg4_b, Action= CHANGED 1 TAPS TO 1.0625.
Hour=8, Sec=3270, ControlIter=2, Element=Regulator.vreg4_a, Action= CHANGED 1 TAPS TO 1.05625.
Hour=8, Sec=3270, ControlIter=2, Element=Regulator.vreg2_a, Action= CHANGED -2 TAPS TO 1.0625.
Hour=8, Sec=3270, ControlIter=3, Element=Regulator.vreg4_c, Action= CHANGED 1 TAPS TO 1.03125.
Hour=8, Sec=3270, ControlIter=3, Element=Regulator.vreg2_a, Action= CHANGED -1 TAPS TO 1.05625.
Hour=8, Sec=3270, ControlIter=4, Element=Capacitor.capbank2c, Action=**RESET**
Hour=8, Sec=3270, ControlIter=4, Element=Regulator.vreg3_a, Action= CHANGED 1 TAPS TO 1.0875.
Hour=8, Sec=3270, ControlIter=5, Element=Capacitor.capbank2c, Action=**ARMED**, DELAY= 102 SEC
Hour=8, Sec=3270, ControlIter=5, Element=Regulator.vreg2_a, Action= CHANGED -1 TAPS TO 1.05.
Hour=8, Sec=3270, ControlIter=6, Element=Capacitor.capbank2c, Action=**CLOSED**
Hour=8, Sec=3270, ControlIter=7, Element=Regulator.vreg4_c, Action= CHANGED -1 TAPS TO 1.025.
Hour=8, Sec=3330, ControlIter=1, Element=Capacitor.capbank2c, Action=**ARMED**, DELAY= 102 SEC
Hour=8, Sec=3330, ControlIter=1, Element=Regulator.vreg4_b, Action= CHANGED -1 TAPS TO 1.05625.
Hour=8, Sec=3330, ControlIter=1, Element=Regulator.vreg3_a, Action= CHANGED -1 TAPS TO 1.08125.
Hour=8, Sec=3330, ControlIter=1, Element=Regulator.vreg2_b, Action= CHANGED -1 TAPS TO 1.03125.
Hour=8, Sec=3330, ControlIter=1, Element=Regulator.vreg2_a, Action= CHANGED -2 TAPS TO 1.0375.
Hour=8, Sec=3330, ControlIter=2, Element=Capacitor.capbank2c, Action=**OPENED**
Hour=8, Sec=3330, ControlIter=3, Element=Regulator.vreg4_a, Action= CHANGED -1 TAPS TO 1.05.
Hour=8, Sec=3330, ControlIter=3, Element=Regulator.vreg2_b, Action= CHANGED -1 TAPS TO 1.025.
Hour=8, Sec=3360, ControlIter=1, Element=Regulator.vreg4_b, Action= CHANGED -2 TAPS TO 1.04375.
Hour=8, Sec=3360, ControlIter=1, Element=Regulator.vreg4_a, Action= CHANGED -2 TAPS TO 1.0375.
Hour=8, Sec=3360, ControlIter=1, Element=Regulator.vreg3_b, Action= CHANGED -2 TAPS TO 1.0375.
Hour=8, Sec=3360, ControlIter=1, Element=Regulator.vreg3_a, Action= CHANGED -3 TAPS TO 1.0625.
Hour=8, Sec=3360, ControlIter=1, Element=Regulator.vreg2_b, Action= CHANGED -2 TAPS TO 1.0125.
Hour=8, Sec=3360, ControlIter=1, Element=Regulator.vreg2_a, Action= CHANGED -4 TAPS TO 1.0125.
Hour=8, Sec=3360, ControlIter=2, Element=Regulator.vreg4_b, Action= CHANGED -1 TAPS TO 1.0375.
Hour=8, Sec=3360, ControlIter=2, Element=Regulator.vreg2_a, Action= CHANGED 1 TAPS TO 1.01875.
Hour=8, Sec=3360, ControlIter=3, Element=Regulator.vreg3_a, Action= CHANGED -1 TAPS TO 1.05625.
Hour=8, Sec=3360, ControlIter=4, Element=Regulator.vreg2_a, Action= CHANGED 1 TAPS TO 1.025.
Hour=8, Sec=3360, ControlIter=5, Element=Regulator.vreg2_a, Action= CHANGED 1 TAPS TO 1.03125.
Hour=8, Sec=3390, ControlIter=1, Element=Regulator.vreg4_a, Action= CHANGED -1 TAPS TO 1.03125.
Hour=8, Sec=3420, ControlIter=1, Element=Capacitor.capbank2a, Action=**ARMED**, DELAY= 100 SEC
Hour=8, Sec=3420, ControlIter=1, Element=Regulator.vreg4_b, Action= CHANGED -1 TAPS TO 1.03125.
Hour=8, Sec=3420, ControlIter=1, Element=Regulator.vreg4_a, Action= CHANGED -1 TAPS TO 1.025.
Hour=8, Sec=3420, ControlIter=1, Element=Regulator.vreg3_b, Action= CHANGED -1 TAPS TO 1.03125.
Hour=8, Sec=3420, ControlIter=1, Element=Regulator.vreg3_a, Action= CHANGED -2 TAPS TO 1.04375.
Hour=8, Sec=3420, ControlIter=1, Element=Regulator.vreg2_a, Action= CHANGED -2 TAPS TO 1.01875.
Hour=8, Sec=3420, ControlIter=2, Element=Capacitor.capbank2a, Action=**RESET**
Hour=8, Sec=3420, ControlIter=2, Element=Regulator.vreg2_a, Action= CHANGED 1 TAPS TO 1.025.
Hour=8, Sec=3450, ControlIter=1, Element=Regulator.vreg4_a, Action= CHANGED 1 TAPS TO 1.03125.
Hour=8, Sec=3450, ControlIter=1, Element=Regulator.vreg3_a, Action= CHANGED 2 TAPS TO 1.05625.
Hour=8, Sec=3450, ControlIter=1, Element=Regulator.vreg2_b, Action= CHANGED 2 TAPS TO 1.025.
Hour=8, Sec=3450, ControlIter=1, Element=Regulator.vreg2_a, Action= CHANGED 3 TAPS TO 1.04375.
Hour=8, Sec=3480, ControlIter=1, Element=Regulator.vreg4_b, Action= CHANGED 2 TAPS TO 1.04375.
Hour=8, Sec=3480, ControlIter=1, Element=Regulator.vreg4_a, Action= CHANGED 2 TAPS TO 1.04375.
Hour=8, Sec=3480, ControlIter=1, Element=Regulator.vreg3_b, Action= CHANGED 2 TAPS TO 1.04375.
Hour=8, Sec=3480, ControlIter=1, Element=Regulator.vreg3_a, Action= CHANGED 2 TAPS TO 1.06875.
Hour=8, Sec=3480, ControlIter=1, Element=Regulator.vreg2_b, Action= CHANGED 2 TAPS TO 1.0375.
Hour=8, Sec=3480, ControlIter=1, Element=Regulator.vreg2_a, Action= CHANGED 1 TAPS TO 1.05.
Hour=8, Sec=3480, ControlIter=2, Element=Regulator.vreg2_b, Action= CHANGED -1 TAPS TO 1.03125.
Hour=8, Sec=3480, ControlIter=3, Element=Regulator.vreg2_a, Action= CHANGED -1 TAPS TO 1.04375.
Hour=8, Sec=3510, ControlIter=1, Element=Regulator.vreg4_a, Action= CHANGED -1 TAPS TO 1.0375.
Hour=8, Sec=3510, ControlIter=1, Element=Regulator.vreg3_a, Action= CHANGED -1 TAPS TO 1.0625.
Hour=8, Sec=3510, ControlIter=1, Element=Regulator.vreg2_b, Action= CHANGED -2 TAPS TO 1.01875.
Hour=8, Sec=3510, ControlIter=1, Element=Regulator.vreg2_a, Action= CHANGED -2 TAPS TO 1.03125.
Hour=8, Sec=3540, ControlIter=1, Element=Regulator.vreg2_a, Action= CHANGED 1 TAPS TO 1.0375.
Hour=8, Sec=3570, ControlIter=1, Element=Capacitor.capbank2c, Action=**ARMED**, DELAY= 162 SEC
Hour=8, Sec=3570, ControlIter=1, Element=Regulator.vreg4_b, Action= CHANGED 2 TAPS TO 1.05625.
Hour=8, Sec=3570, ControlIter=1, Element=Regulator.vreg4_a, Action= CHANGED 3 TAPS TO 1.05625.
Hour=8, Sec=3570, ControlIter=1, Element=Regulator.vreg3_b, Action= CHANGED 2 TAPS TO 1.05625.
Hour=8, Sec=3570, ControlIter=1, Element=Regulator.vreg3_a, Action= CHANGED 4 TAPS TO 1.0875.
Hour=8, Sec=3570, ControlIter=1, Element=Regulator.vreg2_b, Action= CHANGED 2 TAPS TO 1.03125.
Hour=8, Sec=3570, ControlIter=1, Element=Regulator.vreg2_a, Action= CHANGED 5 TAPS TO 1.06875.
Hour=8, Sec=3570, ControlIter=2, Element=Regulator.vreg4_c, Action= CHANGED 1 TAPS TO 1.03125.
Hour=8, Sec=3570, ControlIter=2, Element=Regulator.vreg4_b, Action= CHANGED 1 TAPS TO 1.0625.
Hour=8, Sec=3570, ControlIter=2, Element=Regulator.vreg4_a, Action= CHANGED 1 TAPS TO 1.0625.
Hour=8, Sec=3570, ControlIter=2, Element=Regulator.vreg2_c, Action= CHANGED 1 TAPS TO 1.0125.
Hour=8, Sec=3570, ControlIter=2, Element=Regulator.vreg2_a, Action= CHANGED -1 TAPS TO 1.0625.
Hour=8, Sec=3570, ControlIter=3, Element=Regulator.vreg2_a, Action= CHANGED -1 TAPS TO 1.05625.
Hour=8, Sec=3570, ControlIter=4, Element=Capacitor.capbank2c, Action=**CLOSED**
Hour=8, Sec=3570, ControlIter=5, Element=Regulator.vreg4_c, Action= CHANGED -1 TAPS TO 1.025.
Hour=8, Sec=3570, ControlIter=5, Element=Regulator.vreg3_a, Action= CHANGED 1 TAPS TO 1.09375.
Hour=8, Sec=3570, ControlIter=5, Element=Regulator.vreg2_c, Action= CHANGED -1 TAPS TO 1.00625.
Hour=8, Sec=3570, ControlIter=6, Element=Regulator.vreg2_a, Action= CHANGED -1 TAPS TO 1.05.
Hour=9, Sec=30, ControlIter=1, Element=Regulator.vreg2_a, Action= CHANGED -2 TAPS TO 1.0375.
Hour=9, Sec=90, ControlIter=1, Element=Capacitor.capbank2c, Action=**ARMED**, DELAY= 102 SEC
Hour=9, Sec=90, ControlIter=1, Element=Regulator.vreg4_b, Action= CHANGED -1 TAPS TO 1.05625.
Hour=9, Sec=90, ControlIter=1, Element=Regulator.vreg4_a, Action= CHANGED -1 TAPS TO 1.05625.
Hour=9, Sec=90, ControlIter=1, Element=Regulator.vreg3_b, Action= CHANGED -1 TAPS TO 1.05.
Hour=9, Sec=90, ControlIter=1, Element=Regulator.vreg3_a, Action= CHANGED -2 TAPS TO 1.08125.
Hour=9, Sec=90, ControlIter=1, Element=Regulator.vreg2_b, Action= CHANGED -1 TAPS TO 1.025.
Hour=9, Sec=90, ControlIter=1, Element=Regulator.vreg2_a, Action= CHANGED -2 TAPS TO 1.025.
Hour=9, Sec=90, ControlIter=2, Element=Regulator.vreg2_a, Action= CHANGED 1 TAPS TO 1.03125.
Hour=9, Sec=90, ControlIter=3, Element=Capacitor.capbank2c, Action=**OPENED**
Hour=9, Sec=120, ControlIter=1, Element=Regulator.vreg4_b, Action= CHANGED -1 TAPS TO 1.05.
Hour=9, Sec=120, ControlIter=1, Element=Regulator.vreg4_a, Action= CHANGED -1 TAPS TO 1.05.
Hour=9, Sec=120, ControlIter=1, Element=Regulator.vreg3_a, Action= CHANGED -1 TAPS TO 1.075.
Hour=9, Sec=120, ControlIter=1, Element=Regulator.vreg2_a, Action= CHANGED -1 TAPS TO 1.025.
Hour=9, Sec=120, ControlIter=2, Element=Regulator.vreg2_b, Action= CHANGED -1 TAPS TO 1.01875.
Hour=9, Sec=150, ControlIter=1, Element=Capacitor.capbank2a, Action=**ARMED**, DELAY= 100 SEC
Hour=9, Sec=150, ControlIter=1, Element=Regulator.vreg4_b, Action= CHANGED -2 TAPS TO 1.0375.
Hour=9, Sec=150, ControlIter=1, Element=Regulator.vreg4_a, Action= CHANGED -3 TAPS TO 1.03125.
Hour=9, Sec=150, ControlIter=1, Element=Regulator.vreg3_b, Action= CHANGED -2 TAPS TO 1.0375.
Hour=9, Sec=150, ControlIter=1, Element=Regulator.vreg3_a, Action= CHANGED -3 TAPS TO 1.05625.
Hour=9, Sec=150, ControlIter=1, Element=Regulator.vreg2_b, Action= CHANGED -2 TAPS TO 1.00625.
Hour=9, Sec=150, ControlIter=1, Element=Regulator.vreg2_a, Action= CHANGED -3 TAPS TO 1.00625.
Hour=9, Sec=150, ControlIter=2, Element=Capacitor.capbank2a, Action=**RESET**
Hour=9, Sec=150, ControlIter=2, Element=Regulator.vreg4_b, Action= CHANGED -1 TAPS TO 1.03125.
Hour=9, Sec=150, ControlIter=2, Element=Regulator.vreg3_b, Action= CHANGED -1 TAPS TO 1.03125.
Hour=9, Sec=150, ControlIter=2, Element=Regulator.vreg3_a, Action= CHANGED -1 TAPS TO 1.05.
Hour=9, Sec=150, ControlIter=2, Element=Regulator.vreg2_a, Action= CHANGED 1 TAPS TO 1.0125.
Hour=9, Sec=150, ControlIter=3, Element=Regulator.vreg2_b, Action= CHANGED 1 TAPS TO 1.0125.
Hour=9, Sec=150, ControlIter=3, Element=Regulator.vreg2_a, Action= CHANGED 1 TAPS TO 1.01875.
Hour=9, Sec=180, ControlIter=1, Element=Regulator.vreg4_a, Action= CHANGED -1 TAPS TO 1.025.
Hour=9, Sec=210, ControlIter=1, Element=Capacitor.capbank2a, Action=**ARMED**, DELAY= 100 SEC
Hour=9, Sec=210, ControlIter=1, Element=Regulator.vreg4_b, Action= CHANGED -1 TAPS TO 1.025.
Hour=9, Sec=210, ControlIter=1, Element=Regulator.vreg3_a, Action= CHANGED -1 TAPS TO 1.04375.
Hour=9, Sec=210, ControlIter=2, Element=Capacitor.capbank2a, Action=**RESET**
Hour=9, Sec=210, ControlIter=2, Element=Regulator.vreg2_a, Action= CHANGED 1 TAPS TO 1.025.
Hour=9, Sec=270, ControlIter=1, Element=Regulator.vreg4_b, Action= CHANGED 1 TAPS TO 1.03125.
Hour=9, Sec=270, ControlIter=1, Element=Regulator.vreg4_a, Action= CHANGED 1 TAPS TO 1.03125.
Hour=9, Sec=270, ControlIter=1, Element=Regulator.vreg3_a, Action= CHANGED 1 TAPS TO 1.05.
Hour=9, Sec=270, ControlIter=1, Element=Regulator.vreg2_b, Action= CHANGED 1 TAPS TO 1.01875.
Hour=9, Sec=270, ControlIter=1, Element=Regulator.vreg2_a, Action= CHANGED 2 TAPS TO 1.0375.
Hour=9, Sec=270, ControlIter=2, Element=Regulator.vreg2_b, Action= CHANGED 1 TAPS TO 1.025.
Hour=9, Sec=300, ControlIter=1, Element=Capacitor.capbank2a, Action=**ARMED**, DELAY= 100 SEC
Hour=9, Sec=300, ControlIter=1, Element=Regulator.vreg4_b, Action= CHANGED -1 TAPS TO 1.025.
Hour=9, Sec=300, ControlIter=1, Element=Regulator.vreg4_a, Action= CHANGED -1 TAPS TO 1.025.
Hour=9, Sec=300, ControlIter=1, Element=Regulator.vreg3_a, Action= CHANGED -1 TAPS TO 1.04375.
Hour=9, Sec=300, ControlIter=1, Element=Regulator.vreg2_b, Action= CHANGED -1 TAPS TO 1.01875.
Hour=9, Sec=300, ControlIter=1, Element=Regulator.vreg2_a, Action= CHANGED -2 TAPS TO 1.025.
Hour=9, Sec=300, ControlIter=2, Element=Regulator.vreg2_c, Action= CHANGED -1 TAPS TO 1.
Hour=9, Sec=300, ControlIter=3, Element=Capacitor.capbank2a, Action=**OPENED**
Hour=9, Sec=300, ControlIter=4, Element=Regulator.vreg3_b, Action= CHANGED -1 TAPS TO 1.025.
Hour=9, Sec=300, ControlIter=4, Element=Regulator.vreg2_a, Action= CHANGED 1 TAPS TO 1.03125.
Hour=9, Sec=330, ControlIter=1, Element=Regulator.vreg2_a, Action= CHANGED 1 TAPS TO 1.0375.
Hour=9, Sec=360, ControlIter=1, Element=Capacitor.capbank2a, Action=**ARMED**, DELAY= 340 SEC
Hour=9, Sec=360, ControlIter=1, Element=Regulator.vreg4_b, Action= CHANGED 4 TAPS TO 1.05.
Hour=9, Sec=360, ControlIter=1, Element=Regulator.vreg4_a, Action= CHANGED 6 TAPS TO 1.0625.
Hour=9, Sec=360, ControlIter=1, Element=Regulator.vreg3_b, Action= CHANGED 3 TAPS TO 1.04375.
Hour=9, Sec=360, ControlIter=1, Element=Regulator.vreg3_a, Action= CHANGED 7 TAPS TO 1.0875.
Hour=9, Sec=360, ControlIter=1, Element=Regulator.vreg2_b, Action= CHANGED 4 TAPS TO 1.04375.
Hour=9, Sec=360, ControlIter=1, Element=Regulator.vreg2_a, Action= CHANGED 9 TAPS TO 1.09375.
Hour=9, Sec=360, ControlIter=1, Element=Regulator.feeder_rega, Action= CHANGED 1 TAPS TO 1.01875.
Hour=9, Sec=360, ControlIter=2, Element=Capacitor.capbank2c, Action=**ARMED**, DELAY= 132 SEC
Hour=9, Sec=360, ControlIter=2, Element=Regulator.vreg4_b, Action= CHANGED 2 TAPS TO 1.0625.
Hour=9, Sec=360, ControlIter=2, Element=Regulator.vreg3_b, Action= CHANGED 1 TAPS TO 1.05.
Hour=9, Sec=360, ControlIter=2, Element=Regulator.vreg2_c, Action= CHANGED 1 TAPS TO 1.00625.
Hour=9, Sec=360, ControlIter=2, Element=Regulator.vreg2_a, Action= CHANGED -4 TAPS TO 1.06875.
Hour=9, Sec=360, ControlIter=3, Element=Regulator.vreg2_b, Action= CHANGED -1 TAPS TO 1.0375.
Hour=9, Sec=360, ControlIter=3, Element=Regulator.vreg2_a, Action= CHANGED -2 TAPS TO 1.05625.
Hour=9, Sec=360, ControlIter=4, Element=Regulator.vreg2_a, Action= CHANGED -1 TAPS TO 1.05.
Hour=9, Sec=360, ControlIter=5, Element=Capacitor.capbank2c, Action=**CLOSED**
Hour=9, Sec=360, ControlIter=6, Element=Capacitor.capbank2a, Action=**CLOSED**
Hour=9, Sec=360, ControlIter=7, Element=Regulator.vreg4_a, Action= CHANGED -1 TAPS TO 1.05625.
Hour=9, Sec=360, ControlIter=7, Element=Regulator.vreg3_b, Action= CHANGED 1 TAPS TO 1.05625.
Hour=9, Sec=360, ControlIter=7, Element=Regulator.vreg3_a, Action= CHANGED -1 TAPS TO 1.08125.
Hour=9, Sec=360, ControlIter=7, Element=Regulator.vreg2_a, Action= CHANGED -2 TAPS TO 1.0375.
Hour=9, Sec=480, ControlIter=1, Element=Capacitor.capbank2c, Action=**ARMED**, DELAY= 102 SEC
Hour=9, Sec=480, ControlIter=1, Element=Regulator.vreg4_a, Action= CHANGED -1 TAPS TO 1.05.
Hour=9, Sec=480, ControlIter=1, Element=Regulator.vreg3_a, Action= CHANGED -1 TAPS TO 1.075.
Hour=9, Sec=480, ControlIter=1, Element=Regulator.vreg2_b, Action= CHANGED -2 TAPS TO 1.025.
Hour=9, Sec=480, ControlIter=1, Element=Regulator.vreg2_a, Action= CHANGED -1 TAPS TO 1.03125.
Hour=9, Sec=480, ControlIter=2, Element=Capacitor.capbank2c, Action=**OPENED**
Hour=9, Sec=510, ControlIter=1, Element=Capacitor.capbank2c, Action=**ARMED**, DELAY= 372 SEC
Hour=9, Sec=510, ControlIter=1, Element=Regulator.vreg4_c, Action= CHANGED 1 TAPS TO 1.03125.
Hour=9, Sec=510, ControlIter=1, Element=Regulator.vreg3_a, Action= CHANGED 1 TAPS TO 1.08125.
Hour=9, Sec=510, ControlIter=1, Element=Regulator.vreg2_c, Action= CHANGED 1 TAPS TO 1.0125.
Hour=9, Sec=510, ControlIter=1, Element=Regulator.vreg2_a, Action= CHANGED 2 TAPS TO 1.04375.
Hour=9, Sec=510, ControlIter=2, Element=Capacitor.capbank2c, Action=**CLOSED**
Hour=9, Sec=510, ControlIter=3, Element=Regulator.vreg4_c, Action= CHANGED -1 TAPS TO 1.025.
Hour=9, Sec=510, ControlIter=3, Element=Regulator.vreg2_c, Action= CHANGED -1 TAPS TO 1.00625.
Hour=9, Sec=600, ControlIter=1, Element=Regulator.vreg2_b, Action= CHANGED 1 TAPS TO 1.03125.
Hour=9, Sec=690, ControlIter=1, Element=Regulator.vreg4_b, Action= CHANGED 1 TAPS TO 1.06875.
Hour=9, Sec=720, ControlIter=1, Element=Regulator.vreg4_a, Action= CHANGED 1 TAPS TO 1.05625.
Hour=9, Sec=720, ControlIter=1, Element=Regulator.vreg2_a, Action= CHANGED 1 TAPS TO 1.05.
Hour=9, Sec=840, ControlIter=1, Element=Regulator.vreg2_a, Action= CHANGED -1 TAPS TO 1.04375.
Hour=9, Sec=870, ControlIter=1, Element=Capacitor.capbank2c, Action=**ARMED**, DELAY= 102 SEC
Hour=9, Sec=870, ControlIter=1, Element=Regulator.vreg4_b, Action= CHANGED -2 TAPS TO 1.05625.
Hour=9, Sec=870, ControlIter=1, Element=Regulator.vreg4_a, Action= CHANGED -2 TAPS TO 1.04375.
Hour=9, Sec=870, ControlIter=1, Element=Regulator.vreg3_b, Action= CHANGED -1 TAPS TO 1.05.
Hour=9, Sec=870, ControlIter=1, Element=Regulator.vreg3_a, Action= CHANGED -2 TAPS TO 1.06875.
Hour=9, Sec=870, ControlIter=1, Element=Regulator.vreg2_b, Action= CHANGED -2 TAPS TO 1.01875.
Hour=9, Sec=870, ControlIter=1, Element=Regulator.vreg2_a, Action= CHANGED -3 TAPS TO 1.025.
Hour=9, Sec=870, ControlIter=1, Element=Regulator.feeder_rega, Action= CHANGED -1 TAPS TO 1.0125.
Hour=9, Sec=870, ControlIter=2, Element=Regulator.vreg3_c, Action= CHANGED -1 TAPS TO 0.99375.
Hour=9, Sec=870, ControlIter=2, Element=Regulator.vreg2_c, Action= CHANGED -1 TAPS TO 1.
Hour=9, Sec=870, ControlIter=2, Element=Regulator.vreg2_a, Action= CHANGED 2 TAPS TO 1.0375.
Hour=9, Sec=870, ControlIter=3, Element=Regulator.vreg4_b, Action= CHANGED -1 TAPS TO 1.05.
Hour=9, Sec=870, ControlIter=4, Element=Capacitor.capbank2c, Action=**OPENED**
Hour=9, Sec=870, ControlIter=5, Element=Regulator.vreg3_c, Action= CHANGED 1 TAPS TO 1.
Hour=9, Sec=870, ControlIter=5, Element=Regulator.vreg2_c, Action= CHANGED 2 TAPS TO 1.0125.
Hour=9, Sec=900, ControlIter=1, Element=Regulator.vreg4_b, Action= CHANGED -1 TAPS TO 1.04375.
Hour=9, Sec=900, ControlIter=1, Element=Regulator.vreg4_a, Action= CHANGED -1 TAPS TO 1.0375.
Hour=9, Sec=900, ControlIter=1, Element=Regulator.vreg3_b, Action= CHANGED -1 TAPS TO 1.04375.
Hour=9, Sec=900, ControlIter=1, Element=Regulator.vreg3_a, Action= CHANGED -1 TAPS TO 1.0625.
Hour=9, Sec=900, ControlIter=1, Element=Regulator.vreg2_b, Action= CHANGED -1 TAPS TO 1.0125.
Hour=9, Sec=900, ControlIter=1, Element=Regulator.vreg2_a, Action= CHANGED -1 TAPS TO 1.03125.
Hour=9, Sec=930, ControlIter=1, Element=Regulator.vreg4_b, Action= CHANGED -2 TAPS TO 1.03125.
Hour=9, Sec=930, ControlIter=1, Element=Regulator.vreg4_a, Action= CHANGED -1 TAPS TO 1.03125.
Hour=9, Sec=930, ControlIter=1, Element=Regulator.vreg3_b, Action= CHANGED -2 TAPS TO 1.03125.
Hour=9, Sec=930, ControlIter=1, Element=Regulator.vreg3_a, Action= CHANGED -2 TAPS TO 1.05.
Hour=9, Sec=930, ControlIter=1, Element=Regulator.vreg2_c, Action= CHANGED -1 TAPS TO 1.00625.
Hour=9, Sec=930, ControlIter=1, Element=Regulator.vreg2_b, Action= CHANGED -1 TAPS TO 1.00625.
Hour=9, Sec=930, ControlIter=1, Element=Regulator.vreg2_a, Action= CHANGED -2 TAPS TO 1.01875.
Hour=9, Sec=930, ControlIter=2, Element=Regulator.vreg2_b, Action= CHANGED 1 TAPS TO 1.0125.
Hour=9, Sec=930, ControlIter=2, Element=Regulator.vreg2_a, Action= CHANGED 1 TAPS TO 1.025.
Hour=9, Sec=1020, ControlIter=1, Element=Regulator.vreg4_a, Action= CHANGED -1 TAPS TO 1.025.
Hour=9, Sec=1230, ControlIter=1, Element=Regulator.vreg4_b, Action= CHANGED 1 TAPS TO 1.0375.
Hour=9, Sec=1230, ControlIter=1, Element=Regulator.vreg4_a, Action= CHANGED 2 TAPS TO 1.0375.
Hour=9, Sec=1230, ControlIter=1, Element=Regulator.vreg3_b, Action= CHANGED 1 TAPS TO 1.0375.
Hour=9, Sec=1230, ControlIter=1, Element=Regulator.vreg3_a, Action= CHANGED 1 TAPS TO 1.05625.
Hour=9, Sec=1230, ControlIter=1, Element=Regulator.vreg2_b, Action= CHANGED 2 TAPS TO 1.025.
Hour=9, Sec=1230, ControlIter=1, Element=Regulator.vreg2_a, Action= CHANGED 3 TAPS TO 1.04375.
Hour=9, Sec=1260, ControlIter=1, Element=Regulator.vreg2_a, Action= CHANGED -1 TAPS TO 1.0375.
Hour=9, Sec=1290, ControlIter=1, Element=Regulator.vreg4_b, Action= CHANGED -1 TAPS TO 1.03125.
Hour=9, Sec=1290, ControlIter=1, Element=Regulator.vreg4_a, Action= CHANGED -1 TAPS TO 1.03125.
Hour=9, Sec=1290, ControlIter=1, Element=Regulator.vreg3_b, Action= CHANGED -1 TAPS TO 1.03125.
Hour=9, Sec=1290, ControlIter=1, Element=Regulator.vreg3_a, Action= CHANGED -1 TAPS TO 1.05.
Hour=9, Sec=1290, ControlIter=1, Element=Regulator.vreg2_b, Action= CHANGED -2 TAPS TO 1.0125.
Hour=9, Sec=1290, ControlIter=1, Element=Regulator.vreg2_a, Action= CHANGED -2 TAPS TO 1.025.
Hour=9, Sec=1680, ControlIter=1, Element=Regulator.vreg4_a, Action= CHANGED -1 TAPS TO 1.025.
Hour=9, Sec=1800, ControlIter=1, Element=Regulator.vreg3_a, Action= CHANGED -1 TAPS TO 1.04375.
Hour=9, Sec=1950, ControlIter=1, Element=Regulator.vreg3_a, Action= CHANGED 1 TAPS TO 1.05.
Hour=9, Sec=1950, ControlIter=1, Element=Regulator.vreg2_b, Action= CHANGED 1 TAPS TO 1.01875.
Hour=9, Sec=1950, ControlIter=1, Element=Regulator.vreg2_a, Action= CHANGED 2 TAPS TO 1.0375.
Hour=9, Sec=1980, ControlIter=1, Element=Regulator.vreg4_b, Action= CHANGED 1 TAPS TO 1.0375.
Hour=9, Sec=1980, ControlIter=1, Element=Regulator.vreg4_a, Action= CHANGED 1 TAPS TO 1.03125.
Hour=9, Sec=1980, ControlIter=1, Element=Regulator.vreg3_a, Action= CHANGED 1 TAPS TO 1.05625.
Hour=9, Sec=1980, ControlIter=1, Element=Regulator.vreg2_b, Action= CHANGED 1 TAPS TO 1.025.
Hour=9, Sec=1980, ControlIter=1, Element=Regulator.vreg2_a, Action= CHANGED 1 TAPS TO 1.04375.
Hour=9, Sec=2040, ControlIter=1, Element=Regulator.vreg4_b, Action= CHANGED 2 TAPS TO 1.05.
Hour=9, Sec=2040, ControlIter=1, Element=Regulator.vreg4_a, Action= CHANGED 2 TAPS TO 1.04375.
Hour=9, Sec=2040, ControlIter=1, Element=Regulator.vreg3_b, Action= CHANGED 2 TAPS TO 1.04375.
Hour=9, Sec=2040, ControlIter=1, Element=Regulator.vreg3_a, Action= CHANGED 2 TAPS TO 1.06875.
Hour=9, Sec=2040, ControlIter=1, Element=Regulator.vreg2_b, Action= CHANGED 2 TAPS TO 1.0375.
Hour=9, Sec=2040, ControlIter=1, Element=Regulator.vreg2_a, Action= CHANGED 2 TAPS TO 1.05625.
Hour=9, Sec=2040, ControlIter=2, Element=Regulator.vreg4_a, Action= CHANGED 1 TAPS TO 1.05.
Hour=9, Sec=2040, ControlIter=2, Element=Regulator.vreg3_a, Action= CHANGED 1 TAPS TO 1.075.
Hour=9, Sec=2040, ControlIter=3, Element=Regulator.vreg2_a, Action= CHANGED -1 TAPS TO 1.05.
Hour=9, Sec=2070, ControlIter=1, Element=Regulator.vreg2_b, Action= CHANGED -1 TAPS TO 1.03125.
Hour=9, Sec=2070, ControlIter=1, Element=Regulator.vreg2_a, Action= CHANGED -2 TAPS TO 1.0375.
Hour=9, Sec=2100, ControlIter=1, Element=Regulator.vreg4_b, Action= CHANGED 1 TAPS TO 1.05625.
Hour=9, Sec=2100, ControlIter=1, Element=Regulator.vreg3_b, Action= CHANGED 1 TAPS TO 1.05.
Hour=9, Sec=2100, ControlIter=1, Element=Regulator.vreg3_a, Action= CHANGED 1 TAPS TO 1.08125.
Hour=9, Sec=2100, ControlIter=1, Element=Regulator.vreg2_a, Action= CHANGED 1 TAPS TO 1.04375.
Hour=9, Sec=2130, ControlIter=1, Element=Capacitor.capbank2c, Action=**ARMED**, DELAY= 102 SEC
Hour=9, Sec=2130, ControlIter=1, Element=Regulator.vreg4_c, Action= CHANGED 1 TAPS TO 1.03125.
Hour=9, Sec=2130, ControlIter=1, Element=Regulator.vreg4_b, Action= CHANGED 1 TAPS TO 1.0625.
Hour=9, Sec=2130, ControlIter=1, Element=Regulator.vreg4_a, Action= CHANGED 1 TAPS TO 1.05625.
Hour=9, Sec=2130, ControlIter=1, Element=Regulator.vreg3_a, Action= CHANGED 1 TAPS TO 1.0875.
Hour=9, Sec=2130, ControlIter=1, Element=Regulator.vreg2_a, Action= CHANGED 1 TAPS TO 1.05.
Hour=9, Sec=2130, ControlIter=2, Element=Capacitor.capbank2c, Action=**CLOSED**
Hour=9, Sec=2130, ControlIter=3, Element=Regulator.vreg4_c, Action= CHANGED -1 TAPS TO 1.025.
Hour=9, Sec=2130, ControlIter=3, Element=Regulator.vreg3_b, Action= CHANGED 1 TAPS TO 1.05625.
Hour=9, Sec=2160, ControlIter=1, Element=Regulator.vreg4_a, Action= CHANGED 1 TAPS TO 1.0625.
Hour=9, Sec=2280, ControlIter=1, Element=Capacitor.capbank2c, Action=**ARMED**, DELAY= 102 SEC
Hour=9, Sec=2280, ControlIter=1, Element=Regulator.vreg4_b, Action= CHANGED -1 TAPS TO 1.05625.
Hour=9, Sec=2280, ControlIter=1, Element=Regulator.vreg4_a, Action= CHANGED -2 TAPS TO 1.05.
Hour=9, Sec=2280, ControlIter=1, Element=Regulator.vreg3_b, Action= CHANGED -1 TAPS TO 1.05.
Hour=9, Sec=2280, ControlIter=1, Element=Regulator.vreg3_a, Action= CHANGED -2 TAPS TO 1.075.
Hour=9, Sec=2280, ControlIter=1, Element=Regulator.vreg2_b, Action= CHANGED -2 TAPS TO 1.01875.
Hour=9, Sec=2280, ControlIter=1, Element=Regulator.vreg2_a, Action= CHANGED -3 TAPS TO 1.03125.
Hour=9, Sec=2280, ControlIter=2, Element=Regulator.vreg3_c, Action= CHANGED -1 TAPS TO 0.99375.
Hour=9, Sec=2280, ControlIter=2, Element=Regulator.vreg2_c, Action= CHANGED -1 TAPS TO 1.
Hour=9, Sec=2280, ControlIter=3, Element=Capacitor.capbank2c, Action=**OPENED**
Hour=9, Sec=2280, ControlIter=4, Element=Regulator.vreg3_c, Action= CHANGED 1 TAPS TO 1.
Hour=9, Sec=2280, ControlIter=4, Element=Regulator.vreg2_c, Action= CHANGED 2 TAPS TO 1.0125.
Hour=9, Sec=2310, ControlIter=1, Element=Regulator.vreg4_b, Action= CHANGED -1 TAPS TO 1.05.
Hour=9, Sec=2310, ControlIter=1, Element=Regulator.vreg3_b, Action= CHANGED -1 TAPS TO 1.04375.
Hour=9, Sec=2310, ControlIter=1, Element=Regulator.vreg3_a, Action= CHANGED -1 TAPS TO 1.06875.
Hour=9, Sec=2370, ControlIter=1, Element=Regulator.vreg4_a, Action= CHANGED -1 TAPS TO 1.04375.
Hour=9, Sec=2400, ControlIter=1, Element=Regulator.vreg4_b, Action= CHANGED -2 TAPS TO 1.0375.
Hour=9, Sec=2400, ControlIter=1, Element=Regulator.vreg4_a, Action= CHANGED -2 TAPS TO 1.03125.
Hour=9, Sec=2400, ControlIter=1, Element=Regulator.vreg3_b, Action= CHANGED -2 TAPS TO 1.03125.
Hour=9, Sec=2400, ControlIter=1, Element=Regulator.vreg3_a, Action= CHANGED -2 TAPS TO 1.05625.
Hour=9, Sec=2400, ControlIter=1, Element=Regulator.vreg2_c, Action= CHANGED -1 TAPS TO 1.00625.
Hour=9, Sec=2400, ControlIter=1, Element=Regulator.vreg2_b, Action= CHANGED -1 TAPS TO 1.0125.
Hour=9, Sec=2400, ControlIter=1, Element=Regulator.vreg2_a, Action= CHANGED -2 TAPS TO 1.01875.
Hour=9, Sec=2400, ControlIter=2, Element=Regulator.vreg4_b, Action= CHANGED -1 TAPS TO 1.03125.
Hour=9, Sec=2400, ControlIter=2, Element=Regulator.vreg3_a, Action= CHANGED -1 TAPS TO 1.05.
Hour=9, Sec=2400, ControlIter=3, Element=Regulator.vreg2_a, Action= CHANGED 1 TAPS TO 1.025.
Hour=9, Sec=2430, ControlIter=1, Element=Regulator.vreg4_a, Action= CHANGED -1 TAPS TO 1.025.
Hour=9, Sec=2430, ControlIter=1, Element=Regulator.vreg3_a, Action= CHANGED -1 TAPS TO 1.04375.
Hour=9, Sec=2790, ControlIter=1, Element=Regulator.vreg4_b, Action= CHANGED 3 TAPS TO 1.05.
Hour=9, Sec=2790, ControlIter=1, Element=Regulator.vreg4_a, Action= CHANGED 4 TAPS TO 1.05.
Hour=9, Sec=2790, ControlIter=1, Element=Regulator.vreg3_b, Action= CHANGED 2 TAPS TO 1.04375.
Hour=9, Sec=2790, ControlIter=1, Element=Regulator.vreg3_a, Action= CHANGED 4 TAPS TO 1.06875.
Hour=9, Sec=2790, ControlIter=1, Element=Regulator.vreg2_b, Action= CHANGED 4 TAPS TO 1.0375.
Hour=9, Sec=2790, ControlIter=1, Element=Regulator.vreg2_a, Action= CHANGED 7 TAPS TO 1.06875.
Hour=9, Sec=2790, ControlIter=2, Element=Regulator.vreg4_b, Action= CHANGED 1 TAPS TO 1.05625.
Hour=9, Sec=2790, ControlIter=2, Element=Regulator.vreg3_b, Action= CHANGED 1 TAPS TO 1.05.
Hour=9, Sec=2790, ControlIter=2, Element=Regulator.vreg3_a, Action= CHANGED 1 TAPS TO 1.075.
Hour=9, Sec=2790, ControlIter=2, Element=Regulator.vreg2_a, Action= CHANGED -1 TAPS TO 1.0625.
Hour=9, Sec=2790, ControlIter=3, Element=Regulator.vreg2_b, Action= CHANGED -1 TAPS TO 1.03125.
Hour=9, Sec=2790, ControlIter=3, Element=Regulator.vreg2_a, Action= CHANGED -1 TAPS TO 1.05625.
Hour=9, Sec=2820, ControlIter=1, Element=Regulator.vreg4_b, Action= CHANGED -3 TAPS TO 1.0375.
Hour=9, Sec=2820, ControlIter=1, Element=Regulator.vreg4_a, Action= CHANGED -2 TAPS TO 1.0375.
Hour=9, Sec=2820, ControlIter=1, Element=Regulator.vreg3_b, Action= CHANGED -2 TAPS TO 1.0375.
Hour=9, Sec=2820, ControlIter=1, Element=Regulator.vreg3_a, Action= CHANGED -2 TAPS TO 1.0625.
Hour=9, Sec=2820, ControlIter=1, Element=Regulator.vreg2_b, Action= CHANGED -4 TAPS TO 1.00625.
Hour=9, Sec=2820, ControlIter=1, Element=Regulator.vreg2_a, Action= CHANGED -5 TAPS TO 1.025.
Hour=9, Sec=2820, ControlIter=2, Element=Regulator.vreg4_b, Action= CHANGED -1 TAPS TO 1.03125.
Hour=9, Sec=2820, ControlIter=2, Element=Regulator.vreg4_a, Action= CHANGED -1 TAPS TO 1.03125.
Hour=9, Sec=2820, ControlIter=2, Element=Regulator.vreg3_a, Action= CHANGED -2 TAPS TO 1.05.
Hour=9, Sec=2820, ControlIter=2, Element=Regulator.vreg2_a, Action= CHANGED -1 TAPS TO 1.01875.
Hour=9, Sec=2820, ControlIter=3, Element=Regulator.vreg2_a, Action= CHANGED 1 TAPS TO 1.025.
Hour=9, Sec=2820, ControlIter=4, Element=Regulator.vreg3_b, Action= CHANGED -1 TAPS TO 1.03125.
Hour=9, Sec=2820, ControlIter=5, Element=Regulator.vreg2_b, Action= CHANGED 1 TAPS TO 1.0125.
Hour=9, Sec=2820, ControlIter=6, Element=Regulator.vreg2_b, Action= CHANGED 1 TAPS TO 1.01875.
Hour=9, Sec=2850, ControlIter=1, Element=Regulator.vreg4_b, Action= CHANGED 2 TAPS TO 1.04375.
Hour=9, Sec=2850, ControlIter=1, Element=Regulator.vreg4_a, Action= CHANGED 2 TAPS TO 1.04375.
Hour=9, Sec=2850, ControlIter=1, Element=Regulator.vreg3_b, Action= CHANGED 2 TAPS TO 1.04375.
Hour=9, Sec=2850, ControlIter=1, Element=Regulator.vreg3_a, Action= CHANGED 3 TAPS TO 1.06875.
Hour=9, Sec=2850, ControlIter=1, Element=Regulator.vreg2_b, Action= CHANGED 2 TAPS TO 1.03125.
Hour=9, Sec=2850, ControlIter=1, Element=Regulator.vreg2_a, Action= CHANGED 5 TAPS TO 1.05625.
Hour=9, Sec=2850, ControlIter=2, Element=Regulator.vreg4_b, Action= CHANGED 1 TAPS TO 1.05.
Hour=9, Sec=2880, ControlIter=1, Element=Regulator.vreg4_b, Action= CHANGED 1 TAPS TO 1.05625.
Hour=9, Sec=2880, ControlIter=1, Element=Regulator.vreg4_a, Action= CHANGED 2 TAPS TO 1.05625.
Hour=9, Sec=2880, ControlIter=1, Element=Regulator.vreg3_b, Action= CHANGED 1 TAPS TO 1.05.
Hour=9, Sec=2880, ControlIter=1, Element=Regulator.vreg3_a, Action= CHANGED 2 TAPS TO 1.08125.
Hour=9, Sec=2880, ControlIter=1, Element=Regulator.vreg2_b, Action= CHANGED 1 TAPS TO 1.0375.
Hour=9, Sec=2880, ControlIter=1, Element=Regulator.vreg2_a, Action= CHANGED 1 TAPS TO 1.0625.
Hour=9, Sec=2880, ControlIter=2, Element=Capacitor.capbank2c, Action=**ARMED**, DELAY= 102 SEC
Hour=9, Sec=2880, ControlIter=2, Element=Regulator.vreg2_a, Action= CHANGED -1 TAPS TO 1.05625.
Hour=9, Sec=2880, ControlIter=3, Element=Capacitor.capbank2c, Action=**CLOSED**
Hour=9, Sec=2880, ControlIter=4, Element=Regulator.vreg4_b, Action= CHANGED 1 TAPS TO 1.0625.
Hour=9, Sec=2940, ControlIter=1, Element=Capacitor.capbank2c, Action=**ARMED**, DELAY= 102 SEC
Hour=9, Sec=2940, ControlIter=1, Element=Regulator.vreg4_c, Action= CHANGED -1 TAPS TO 1.01875.
Hour=9, Sec=2940, ControlIter=1, Element=Regulator.vreg4_b, Action= CHANGED -2 TAPS TO 1.05.
Hour=9, Sec=2940, ControlIter=1, Element=Regulator.vreg4_a, Action= CHANGED -2 TAPS TO 1.04375.
Hour=9, Sec=2940, ControlIter=1, Element=Regulator.vreg3_c, Action= CHANGED -1 TAPS TO 0.99375.
Hour=9, Sec=2940, ControlIter=1, Element=Regulator.vreg3_b, Action= CHANGED -1 TAPS TO 1.04375.
Hour=9, Sec=2940, ControlIter=1, Element=Regulator.vreg3_a, Action= CHANGED -2 TAPS TO 1.06875.
Hour=9, Sec=2940, ControlIter=1, Element=Regulator.vreg2_c, Action= CHANGED -1 TAPS TO 1.
Hour=9, Sec=2940, ControlIter=1, Element=Regulator.vreg2_b, Action= CHANGED -2 TAPS TO 1.025.
Hour=9, Sec=2940, ControlIter=1, Element=Regulator.vreg2_a, Action= CHANGED -4 TAPS TO 1.03125.
Hour=9, Sec=2940, ControlIter=2, Element=Capacitor.capbank2c, Action=**OPENED**
Hour=9, Sec=2940, ControlIter=3, Element=Regulator.vreg4_c, Action= CHANGED 1 TAPS TO 1.025.
Hour=9, Sec=2940, ControlIter=3, Element=Regulator.vreg3_c, Action= CHANGED 1 TAPS TO 1.
Hour=9, Sec=2940, ControlIter=3, Element=Regulator.vreg2_c, Action= CHANGED 2 TAPS TO 1.0125.
Hour=9, Sec=2970, ControlIter=1, Element=Regulator.vreg4_b, Action= CHANGED 1 TAPS TO 1.05625.
Hour=9, Sec=2970, ControlIter=1, Element=Regulator.vreg4_a, Action= CHANGED 1 TAPS TO 1.05.
Hour=9, Sec=2970, ControlIter=1, Element=Regulator.vreg3_b, Action= CHANGED 1 TAPS TO 1.05.
Hour=9, Sec=2970, ControlIter=1, Element=Regulator.vreg3_a, Action= CHANGED 2 TAPS TO 1.08125.
Hour=9, Sec=2970, ControlIter=1, Element=Regulator.vreg2_b, Action= CHANGED 1 TAPS TO 1.03125.
Hour=9, Sec=2970, ControlIter=1, Element=Regulator.vreg2_a, Action= CHANGED 3 TAPS TO 1.05.
Hour=9, Sec=3000, ControlIter=1, Element=Capacitor.capbank2c, Action=**ARMED**, DELAY= 342 SEC
Hour=9, Sec=3000, ControlIter=1, Element=Regulator.vreg4_c, Action= CHANGED 1 TAPS TO 1.03125.
Hour=9, Sec=3000, ControlIter=1, Element=Regulator.vreg4_b, Action= CHANGED 1 TAPS TO 1.0625.
Hour=9, Sec=3000, ControlIter=1, Element=Regulator.vreg4_a, Action= CHANGED 2 TAPS TO 1.0625.
Hour=9, Sec=3000, ControlIter=1, Element=Regulator.vreg3_b, Action= CHANGED 1 TAPS TO 1.05625.
Hour=9, Sec=3000, ControlIter=1, Element=Regulator.vreg3_a, Action= CHANGED 2 TAPS TO 1.09375.
Hour=9, Sec=3000, ControlIter=1, Element=Regulator.vreg2_b, Action= CHANGED 1 TAPS TO 1.0375.
Hour=9, Sec=3000, ControlIter=1, Element=Regulator.vreg2_a, Action= CHANGED 1 TAPS TO 1.05625.
Hour=9, Sec=3000, ControlIter=2, Element=Regulator.vreg2_a, Action= CHANGED -1 TAPS TO 1.05.
Hour=9, Sec=3000, ControlIter=3, Element=Capacitor.capbank2c, Action=**CLOSED**
Hour=9, Sec=3000, ControlIter=4, Element=Regulator.vreg4_c, Action= CHANGED -1 TAPS TO 1.025.
Hour=9, Sec=3000, ControlIter=4, Element=Regulator.vreg2_c, Action= CHANGED -1 TAPS TO 1.00625.
Hour=9, Sec=3060, ControlIter=1, Element=Regulator.vreg4_b, Action= CHANGED 1 TAPS TO 1.06875.
Hour=9, Sec=3480, ControlIter=1, Element=Capacitor.capbank2c, Action=**ARMED**, DELAY= 102 SEC
Hour=9, Sec=3480, ControlIter=1, Element=Regulator.vreg4_b, Action= CHANGED -2 TAPS TO 1.05625.
Hour=9, Sec=3480, ControlIter=1, Element=Regulator.vreg4_a, Action= CHANGED -1 TAPS TO 1.05625.
Hour=9, Sec=3480, ControlIter=1, Element=Regulator.vreg3_b, Action= CHANGED -1 TAPS TO 1.05.
Hour=9, Sec=3480, ControlIter=1, Element=Regulator.vreg3_a, Action= CHANGED -2 TAPS TO 1.08125.
Hour=9, Sec=3480, ControlIter=1, Element=Regulator.vreg2_b, Action= CHANGED -2 TAPS TO 1.025.
Hour=9, Sec=3480, ControlIter=1, Element=Regulator.vreg2_a, Action= CHANGED -3 TAPS TO 1.03125.
Hour=9, Sec=3480, ControlIter=2, Element=Capacitor.capbank2c, Action=**OPENED**
Hour=9, Sec=3510, ControlIter=1, Element=Regulator.vreg4_b, Action= CHANGED -2 TAPS TO 1.04375.
Hour=9, Sec=3510, ControlIter=1, Element=Regulator.vreg4_a, Action= CHANGED -2 TAPS TO 1.04375.
Hour=9, Sec=3510, ControlIter=1, Element=Regulator.vreg3_b, Action= CHANGED -1 TAPS TO 1.04375.
Hour=9, Sec=3510, ControlIter=1, Element=Regulator.vreg3_a, Action= CHANGED -2 TAPS TO 1.06875.
Hour=9, Sec=3510, ControlIter=1, Element=Regulator.vreg2_b, Action= CHANGED -1 TAPS TO 1.01875.
Hour=9, Sec=3510, ControlIter=1, Element=Regulator.vreg2_a, Action= CHANGED -2 TAPS TO 1.01875.
Hour=9, Sec=3510, ControlIter=2, Element=Regulator.vreg3_a, Action= CHANGED -1 TAPS TO 1.0625.
Hour=9, Sec=3510, ControlIter=3, Element=Regulator.vreg2_a, Action= CHANGED 2 TAPS TO 1.03125.
Hour=10, Sec=0, ControlIter=1, Element=Regulator.vreg4_b, Action= CHANGED 1 TAPS TO 1.05.
Hour=10, Sec=0, ControlIter=1, Element=Regulator.vreg3_a, Action= CHANGED 1 TAPS TO 1.06875.
Hour=10, Sec=0, ControlIter=1, Element=Regulator.vreg2_b, Action= CHANGED 1 TAPS TO 1.025.
Hour=10, Sec=0, ControlIter=1, Element=Regulator.vreg2_a, Action= CHANGED 2 TAPS TO 1.04375.
Hour=10, Sec=30, ControlIter=1, Element=Capacitor.capbank2c, Action=**ARMED**, DELAY= 252 SEC
Hour=10, Sec=30, ControlIter=1, Element=Regulator.vreg4_b, Action= CHANGED 2 TAPS TO 1.0625.
Hour=10, Sec=30, ControlIter=1, Element=Regulator.vreg4_a, Action= CHANGED 2 TAPS TO 1.05625.
Hour=10, Sec=30, ControlIter=1, Element=Regulator.vreg3_b, Action= CHANGED 2 TAPS TO 1.05625.
Hour=10, Sec=30, ControlIter=1, Element=Regulator.vreg3_a, Action= CHANGED 3 TAPS TO 1.0875.
Hour=10, Sec=30, ControlIter=1, Element=Regulator.vreg2_b, Action= CHANGED 2 TAPS TO 1.0375.
Hour=10, Sec=30, ControlIter=1, Element=Regulator.vreg2_a, Action= CHANGED 4 TAPS TO 1.06875.
Hour=10, Sec=30, ControlIter=2, Element=Regulator.vreg4_c, Action= CHANGED 1 TAPS TO 1.03125.
Hour=10, Sec=30, ControlIter=2, Element=Regulator.vreg4_a, Action= CHANGED 1 TAPS TO 1.0625.
Hour=10, Sec=30, ControlIter=2, Element=Regulator.vreg2_c, Action= CHANGED 1 TAPS TO 1.0125.
Hour=10, Sec=30, ControlIter=2, Element=Regulator.vreg2_a, Action= CHANGED -2 TAPS TO 1.05625.
Hour=10, Sec=30, ControlIter=3, Element=Capacitor.capbank2c, Action=**CLOSED**
Hour=10, Sec=30, ControlIter=4, Element=Regulator.vreg4_c, Action= CHANGED -1 TAPS TO 1.025.
Hour=10, Sec=30, ControlIter=4, Element=Regulator.vreg2_c, Action= CHANGED -1 TAPS TO 1.00625.
Hour=10, Sec=90, ControlIter=1, Element=Capacitor.capbank2c, Action=**ARMED**, DELAY= 102 SEC
Hour=10, Sec=90, ControlIter=1, Element=Regulator.vreg2_b, Action= CHANGED -2 TAPS TO 1.025.
Hour=10, Sec=90, ControlIter=1, Element=Regulator.vreg2_a, Action= CHANGED -2 TAPS TO 1.04375.
Hour=10, Sec=90, ControlIter=2, Element=Regulator.vreg2_a, Action= CHANGED -1 TAPS TO 1.0375.
Hour=10, Sec=90, ControlIter=3, Element=Capacitor.capbank2c, Action=**OPENED**
Hour=10, Sec=90, ControlIter=4, Element=Regulator.vreg4_a, Action= CHANGED -1 TAPS TO 1.05625.
Hour=10, Sec=120, ControlIter=1, Element=Capacitor.capbank2c, Action=**ARMED**, DELAY= 372 SEC
Hour=10, Sec=120, ControlIter=1, Element=Regulator.vreg4_c, Action= CHANGED 1 TAPS TO 1.03125.
Hour=10, Sec=120, ControlIter=1, Element=Regulator.vreg2_c, Action= CHANGED 1 TAPS TO 1.0125.
Hour=10, Sec=120, ControlIter=1, Element=Regulator.vreg2_a, Action= CHANGED 1 TAPS TO 1.04375.
Hour=10, Sec=120, ControlIter=2, Element=Capacitor.capbank2c, Action=**CLOSED**
Hour=10, Sec=120, ControlIter=3, Element=Regulator.vreg4_c, Action= CHANGED -1 TAPS TO 1.025.
Hour=10, Sec=120, ControlIter=3, Element=Regulator.vreg2_c, Action= CHANGED -1 TAPS TO 1.00625.
Hour=10, Sec=150, ControlIter=1, Element=Regulator.vreg4_a, Action= CHANGED 1 TAPS TO 1.0625.
Hour=10, Sec=150, ControlIter=1, Element=Regulator.vreg3_a, Action= CHANGED 1 TAPS TO 1.09375.
Hour=10, Sec=150, ControlIter=1, Element=Regulator.vreg2_a, Action= CHANGED 1 TAPS TO 1.05.
Hour=10, Sec=150, ControlIter=2, Element=Regulator.vreg2_b, Action= CHANGED 1 TAPS TO 1.03125.
Hour=10, Sec=240, ControlIter=1, Element=Capacitor.capbank2c, Action=**ARMED**, DELAY= 102 SEC
Hour=10, Sec=240, ControlIter=1, Element=Regulator.vreg4_a, Action= CHANGED -1 TAPS TO 1.05625.
Hour=10, Sec=240, ControlIter=1, Element=Regulator.vreg3_a, Action= CHANGED -1 TAPS TO 1.0875.
Hour=10, Sec=240, ControlIter=1, Element=Regulator.vreg2_b, Action= CHANGED -1 TAPS TO 1.025.
Hour=10, Sec=240, ControlIter=1, Element=Regulator.vreg2_a, Action= CHANGED -2 TAPS TO 1.0375.
Hour=10, Sec=240, ControlIter=2, Element=Capacitor.capbank2c, Action=**OPENED**
Hour=10, Sec=270, ControlIter=1, Element=Regulator.vreg4_b, Action= CHANGED -1 TAPS TO 1.05625.
Hour=10, Sec=270, ControlIter=1, Element=Regulator.vreg3_b, Action= CHANGED -1 TAPS TO 1.05.
Hour=10, Sec=270, ControlIter=1, Element=Regulator.vreg3_a, Action= CHANGED -1 TAPS TO 1.08125.
Hour=10, Sec=270, ControlIter=1, Element=Regulator.vreg2_b, Action= CHANGED -1 TAPS TO 1.01875.
Hour=10, Sec=270, ControlIter=1, Element=Regulator.vreg2_a, Action= CHANGED -1 TAPS TO 1.03125.
Hour=10, Sec=360, ControlIter=1, Element=Regulator.vreg4_b, Action= CHANGED -1 TAPS TO 1.05.
Hour=10, Sec=360, ControlIter=1, Element=Regulator.vreg4_a, Action= CHANGED -1 TAPS TO 1.05.
Hour=10, Sec=360, ControlIter=1, Element=Regulator.vreg3_a, Action= CHANGED -1 TAPS TO 1.075.
Hour=10, Sec=390, ControlIter=1, Element=Regulator.vreg4_b, Action= CHANGED -1 TAPS TO 1.04375.
Hour=10, Sec=390, ControlIter=1, Element=Regulator.vreg4_a, Action= CHANGED -2 TAPS TO 1.0375.
Hour=10, Sec=390, ControlIter=1, Element=Regulator.vreg3_b, Action= CHANGED -2 TAPS TO 1.0375.
Hour=10, Sec=390, ControlIter=1, Element=Regulator.vreg3_a, Action= CHANGED -2 TAPS TO 1.0625.
Hour=10, Sec=390, ControlIter=1, Element=Regulator.vreg2_b, Action= CHANGED -1 TAPS TO 1.0125.
Hour=10, Sec=390, ControlIter=1, Element=Regulator.vreg2_a, Action= CHANGED -2 TAPS TO 1.01875.
Hour=10, Sec=390, ControlIter=2, Element=Regulator.vreg2_b, Action= CHANGED 1 TAPS TO 1.01875.
Hour=10, Sec=390, ControlIter=2, Element=Regulator.vreg2_a, Action= CHANGED 1 TAPS TO 1.025.
Hour=10, Sec=420, ControlIter=1, Element=Regulator.vreg4_b, Action= CHANGED -1 TAPS TO 1.0375.
Hour=10, Sec=420, ControlIter=1, Element=Regulator.vreg3_a, Action= CHANGED -1 TAPS TO 1.05625.
Hour=10, Sec=480, ControlIter=1, Element=Regulator.vreg4_b, Action= CHANGED -1 TAPS TO 1.03125.
Hour=10, Sec=480, ControlIter=1, Element=Regulator.vreg4_a, Action= CHANGED -1 TAPS TO 1.03125.
Hour=10, Sec=480, ControlIter=1, Element=Regulator.vreg3_b, Action= CHANGED -1 TAPS TO 1.03125.
Hour=10, Sec=480, ControlIter=1, Element=Regulator.vreg3_a, Action= CHANGED -1 TAPS TO 1.05.
Hour=10, Sec=660, ControlIter=1, Element=Regulator.vreg4_b, Action= CHANGED 1 TAPS TO 1.0375.
Hour=10, Sec=660, ControlIter=1, Element=Regulator.vreg4_a, Action= CHANGED 1 TAPS TO 1.0375.
Hour=10, Sec=660, ControlIter=1, Element=Regulator.vreg3_b, Action= CHANGED 1 TAPS TO 1.0375.
Hour=10, Sec=660, ControlIter=1, Element=Regulator.vreg3_a, Action= CHANGED 2 TAPS TO 1.0625.
Hour=10, Sec=660, ControlIter=1, Element=Regulator.vreg2_b, Action= CHANGED 2 TAPS TO 1.03125.
Hour=10, Sec=660, ControlIter=1, Element=Regulator.vreg2_a, Action= CHANGED 3 TAPS TO 1.04375.
Hour=10, Sec=690, ControlIter=1, Element=Regulator.vreg3_a, Action= CHANGED -1 TAPS TO 1.05625.
Hour=10, Sec=690, ControlIter=1, Element=Regulator.vreg2_b, Action= CHANGED -1 TAPS TO 1.025.
Hour=10, Sec=690, ControlIter=1, Element=Regulator.vreg2_a, Action= CHANGED -2 TAPS TO 1.03125.
Hour=10, Sec=720, ControlIter=1, Element=Regulator.vreg4_b, Action= CHANGED -1 TAPS TO 1.03125.
Hour=10, Sec=720, ControlIter=1, Element=Regulator.vreg4_a, Action= CHANGED -1 TAPS TO 1.03125.
Hour=10, Sec=720, ControlIter=1, Element=Regulator.vreg3_b, Action= CHANGED -1 TAPS TO 1.03125.
Hour=10, Sec=720, ControlIter=1, Element=Regulator.vreg3_a, Action= CHANGED -1 TAPS TO 1.05.
Hour=10, Sec=720, ControlIter=1, Element=Regulator.vreg2_b, Action= CHANGED -1 TAPS TO 1.01875.
Hour=10, Sec=720, ControlIter=1, Element=Regulator.vreg2_a, Action= CHANGED -1 TAPS TO 1.025.
Hour=10, Sec=990, ControlIter=1, Element=Regulator.vreg2_a, Action= CHANGED 1 TAPS TO 1.03125.
Hour=10, Sec=1290, ControlIter=1, Element=Regulator.vreg4_b, Action= CHANGED 2 TAPS TO 1.04375.
Hour=10, Sec=1290, ControlIter=1, Element=Regulator.vreg4_a, Action= CHANGED 2 TAPS TO 1.04375.
Hour=10, Sec=1290, ControlIter=1, Element=Regulator.vreg3_b, Action= CHANGED 1 TAPS TO 1.0375.
Hour=10, Sec=1290, ControlIter=1, Element=Regulator.vreg3_a, Action= CHANGED 2 TAPS TO 1.0625.
Hour=10, Sec=1290, ControlIter=1, Element=Regulator.vreg2_b, Action= CHANGED 2 TAPS TO 1.03125.
Hour=10, Sec=1290, ControlIter=1, Element=Regulator.vreg2_a, Action= CHANGED 3 TAPS TO 1.05.
Hour=10, Sec=1320, ControlIter=1, Element=Regulator.vreg4_b, Action= CHANGED 1 TAPS TO 1.05.
Hour=10, Sec=1320, ControlIter=1, Element=Regulator.vreg3_b, Action= CHANGED 1 TAPS TO 1.04375.
Hour=10, Sec=1320, ControlIter=1, Element=Regulator.vreg3_a, Action= CHANGED 1 TAPS TO 1.06875.
Hour=10, Sec=1350, ControlIter=1, Element=Regulator.vreg2_b, Action= CHANGED -1 TAPS TO 1.025.
Hour=10, Sec=1350, ControlIter=1, Element=Regulator.vreg2_a, Action= CHANGED -2 TAPS TO 1.0375.
Hour=10, Sec=1380, ControlIter=1, Element=Regulator.vreg2_a, Action= CHANGED 1 TAPS TO 1.04375.
Hour=10, Sec=1410, ControlIter=1, Element=Regulator.vreg4_a, Action= CHANGED 1 TAPS TO 1.05.
Hour=10, Sec=1410, ControlIter=1, Element=Regulator.vreg3_a, Action= CHANGED 1 TAPS TO 1.075.
Hour=10, Sec=1440, ControlIter=1, Element=Capacitor.capbank2c, Action=**ARMED**, DELAY= 102 SEC
Hour=10, Sec=1440, ControlIter=1, Element=Regulator.vreg4_c, Action= CHANGED 1 TAPS TO 1.03125.
Hour=10, Sec=1440, ControlIter=1, Element=Regulator.vreg4_b, Action= CHANGED 2 TAPS TO 1.0625.
Hour=10, Sec=1440, ControlIter=1, Element=Regulator.vreg4_a, Action= CHANGED 2 TAPS TO 1.0625.
Hour=10, Sec=1440, ControlIter=1, Element=Regulator.vreg3_b, Action= CHANGED 2 TAPS TO 1.05625.
Hour=10, Sec=1440, ControlIter=1, Element=Regulator.vreg3_a, Action= CHANGED 2 TAPS TO 1.0875.
Hour=10, Sec=1440, ControlIter=1, Element=Regulator.vreg2_b, Action= CHANGED 2 TAPS TO 1.0375.
Hour=10, Sec=1440, ControlIter=1, Element=Regulator.vreg2_a, Action= CHANGED 3 TAPS TO 1.0625.
Hour=10, Sec=1440, ControlIter=2, Element=Regulator.vreg3_a, Action= CHANGED 1 TAPS TO 1.09375.
Hour=10, Sec=1440, ControlIter=2, Element=Regulator.vreg2_c, Action= CHANGED 1 TAPS TO 1.0125.
Hour=10, Sec=1440, ControlIter=3, Element=Regulator.vreg2_a, Action= CHANGED -1 TAPS TO 1.05625.
Hour=10, Sec=1440, ControlIter=4, Element=Regulator.vreg2_a, Action= CHANGED -1 TAPS TO 1.05.
Hour=10, Sec=1440, ControlIter=5, Element=Capacitor.capbank2c, Action=**CLOSED**
Hour=10, Sec=1440, ControlIter=6, Element=Regulator.vreg4_c, Action= CHANGED -1 TAPS TO 1.025.
Hour=10, Sec=1440, ControlIter=6, Element=Regulator.vreg4_b, Action= CHANGED 1 TAPS TO 1.06875.
Hour=10, Sec=1440, ControlIter=6, Element=Regulator.vreg2_c, Action= CHANGED -1 TAPS TO 1.00625.
Hour=10, Sec=1470, ControlIter=1, Element=Regulator.vreg4_a, Action= CHANGED 1 TAPS TO 1.06875.
Hour=10, Sec=1470, ControlIter=1, Element=Regulator.vreg3_b, Action= CHANGED 1 TAPS TO 1.0625.
Hour=10, Sec=1470, ControlIter=1, Element=Regulator.vreg3_a, Action= CHANGED 1 TAPS TO 1.1.
Hour=10, Sec=1980, ControlIter=1, Element=Regulator.vreg4_b, Action= CHANGED 1 TAPS TO 1.075.
Hour=10, Sec=2160, ControlIter=1, Element=Regulator.vreg2_b, Action= CHANGED -1 TAPS TO 1.03125.
Hour=10, Sec=3210, ControlIter=1, Element=Regulator.vreg2_a, Action= CHANGED -1 TAPS TO 1.04375.
Hour=10, Sec=3270, ControlIter=1, Element=Capacitor.capbank2c, Action=**ARMED**, DELAY= 102 SEC
Hour=10, Sec=3270, ControlIter=1, Element=Regulator.vreg4_b, Action= CHANGED -2 TAPS TO 1.0625.
Hour=10, Sec=3270, ControlIter=1, Element=Regulator.vreg4_a, Action= CHANGED -2 TAPS TO 1.05625.
Hour=10, Sec=3270, ControlIter=1, Element=Regulator.vreg3_b, Action= CHANGED -1 TAPS TO 1.05625.
Hour=10, Sec=3270, ControlIter=1, Element=Regulator.vreg3_a, Action= CHANGED -2 TAPS TO 1.0875.
Hour=10, Sec=3270, ControlIter=1, Element=Regulator.vreg2_b, Action= CHANGED -2 TAPS TO 1.01875.
Hour=10, Sec=3270, ControlIter=1, Element=Regulator.vreg2_a, Action= CHANGED -3 TAPS TO 1.025.
Hour=10, Sec=3270, ControlIter=2, Element=Regulator.vreg3_a, Action= CHANGED -1 TAPS TO 1.08125.
Hour=10, Sec=3270, ControlIter=3, Element=Regulator.vreg2_a, Action= CHANGED 1 TAPS TO 1.03125.
Hour=10, Sec=3270, ControlIter=4, Element=Regulator.vreg2_a, Action= CHANGED 1 TAPS TO 1.0375.
Hour=10, Sec=3270, ControlIter=5, Element=Capacitor.capbank2c, Action=**OPENED**
Hour=10, Sec=3270, ControlIter=6, Element=Regulator.vreg4_b, Action= CHANGED -1 TAPS TO 1.05625.
Hour=10, Sec=3300, ControlIter=1, Element=Regulator.vreg4_b, Action= CHANGED -1 TAPS TO 1.05.
Hour=10, Sec=3300, ControlIter=1, Element=Regulator.vreg4_a, Action= CHANGED -1 TAPS TO 1.05.
Hour=10, Sec=3300, ControlIter=1, Element=Regulator.vreg3_b, Action= CHANGED -2 TAPS TO 1.04375.
Hour=10, Sec=3300, ControlIter=1, Element=Regulator.vreg3_a, Action= CHANGED -2 TAPS TO 1.06875.
Hour=10, Sec=3300, ControlIter=1, Element=Regulator.vreg2_b, Action= CHANGED -1 TAPS TO 1.0125.
Hour=10, Sec=3300, ControlIter=1, Element=Regulator.vreg2_a, Action= CHANGED -2 TAPS TO 1.025.
Hour=10, Sec=3300, ControlIter=2, Element=Regulator.vreg2_b, Action= CHANGED 1 TAPS TO 1.01875.
Hour=10, Sec=3300, ControlIter=2, Element=Regulator.vreg2_a, Action= CHANGED 1 TAPS TO 1.03125.
Hour=10, Sec=3330, ControlIter=1, Element=Regulator.vreg4_a, Action= CHANGED -1 TAPS TO 1.04375.
Hour=10, Sec=3540, ControlIter=1, Element=Regulator.vreg2_b, Action= CHANGED 1 TAPS TO 1.025.
Hour=10, Sec=3540, ControlIter=1, Element=Regulator.vreg2_a, Action= CHANGED 1 TAPS TO 1.0375.
Hour=11, Sec=0, ControlIter=1, Element=Regulator.vreg4_b, Action= CHANGED 1 TAPS TO 1.05625.
Hour=11, Sec=0, ControlIter=1, Element=Regulator.vreg4_a, Action= CHANGED 1 TAPS TO 1.05.
Hour=11, Sec=0, ControlIter=1, Element=Regulator.vreg3_b, Action= CHANGED 1 TAPS TO 1.05.
Hour=11, Sec=0, ControlIter=1, Element=Regulator.vreg3_a, Action= CHANGED 2 TAPS TO 1.08125.
Hour=11, Sec=0, ControlIter=1, Element=Regulator.vreg2_b, Action= CHANGED 1 TAPS TO 1.03125.
Hour=11, Sec=0, ControlIter=1, Element=Regulator.vreg2_a, Action= CHANGED 2 TAPS TO 1.05.
Hour=11, Sec=30, ControlIter=1, Element=Regulator.vreg2_a, Action= CHANGED -1 TAPS TO 1.04375.
Hour=11, Sec=60, ControlIter=1, Element=Regulator.vreg4_b, Action= CHANGED -1 TAPS TO 1.05.
Hour=11, Sec=60, ControlIter=1, Element=Regulator.vreg3_a, Action= CHANGED -1 TAPS TO 1.075.
Hour=11, Sec=60, ControlIter=1, Element=Regulator.vreg2_b, Action= CHANGED -1 TAPS TO 1.025.
Hour=11, Sec=60, ControlIter=1, Element=Regulator.vreg2_a, Action= CHANGED -2 TAPS TO 1.03125.
Hour=11, Sec=90, ControlIter=1, Element=Regulator.vreg2_b, Action= CHANGED -1 TAPS TO 1.01875.
Hour=11, Sec=540, ControlIter=1, Element=Regulator.vreg2_a, Action= CHANGED 1 TAPS TO 1.0375.
Hour=11, Sec=660, ControlIter=1, Element=Capacitor.capbank2c, Action=**ARMED**, DELAY= 102 SEC
Hour=11, Sec=660, ControlIter=1, Element=Regulator.vreg4_b, Action= CHANGED 1 TAPS TO 1.05625.
Hour=11, Sec=660, ControlIter=1, Element=Regulator.vreg4_a, Action= CHANGED 1 TAPS TO 1.05625.
Hour=11, Sec=660, ControlIter=1, Element=Regulator.vreg3_a, Action= CHANGED 2 TAPS TO 1.0875.
Hour=11, Sec=660, ControlIter=1, Element=Regulator.vreg2_b, Action= CHANGED 2 TAPS TO 1.03125.
Hour=11, Sec=660, ControlIter=1, Element=Regulator.vreg2_a, Action= CHANGED 2 TAPS TO 1.05.
Hour=11, Sec=660, ControlIter=2, Element=Regulator.vreg4_c, Action= CHANGED 1 TAPS TO 1.03125.
Hour=11, Sec=660, ControlIter=2, Element=Regulator.vreg4_b, Action= CHANGED 1 TAPS TO 1.0625.
Hour=11, Sec=660, ControlIter=3, Element=Capacitor.capbank2c, Action=**CLOSED**
Hour=11, Sec=660, ControlIter=4, Element=Regulator.vreg4_c, Action= CHANGED -1 TAPS TO 1.025.
Hour=11, Sec=690, ControlIter=1, Element=Capacitor.capbank2c, Action=**ARMED**, DELAY= 102 SEC
Hour=11, Sec=690, ControlIter=1, Element=Regulator.vreg3_a, Action= CHANGED -1 TAPS TO 1.08125.
Hour=11, Sec=690, ControlIter=1, Element=Regulator.vreg2_a, Action= CHANGED -2 TAPS TO 1.0375.
Hour=11, Sec=690, ControlIter=2, Element=Capacitor.capbank2c, Action=**OPENED**
Hour=11, Sec=780, ControlIter=1, Element=Capacitor.capbank2c, Action=**ARMED**, DELAY= 312 SEC
Hour=11, Sec=780, ControlIter=1, Element=Regulator.vreg4_c, Action= CHANGED 1 TAPS TO 1.03125.
Hour=11, Sec=780, ControlIter=1, Element=Regulator.vreg4_a, Action= CHANGED 1 TAPS TO 1.0625.
Hour=11, Sec=780, ControlIter=1, Element=Regulator.vreg3_b, Action= CHANGED 1 TAPS TO 1.05625.
Hour=11, Sec=780, ControlIter=1, Element=Regulator.vreg3_a, Action= CHANGED 2 TAPS TO 1.09375.
Hour=11, Sec=780, ControlIter=1, Element=Regulator.vreg2_c, Action= CHANGED 1 TAPS TO 1.0125.
Hour=11, Sec=780, ControlIter=1, Element=Regulator.vreg2_a, Action= CHANGED 2 TAPS TO 1.05.
Hour=11, Sec=780, ControlIter=2, Element=Capacitor.capbank2c, Action=**CLOSED**
Hour=11, Sec=780, ControlIter=3, Element=Regulator.vreg4_c, Action= CHANGED -1 TAPS TO 1.025.
Hour=11, Sec=780, ControlIter=3, Element=Regulator.vreg4_b, Action= CHANGED 1 TAPS TO 1.06875.
Hour=11, Sec=780, ControlIter=3, Element=Regulator.vreg2_c, Action= CHANGED -1 TAPS TO 1.00625.
Hour=11, Sec=810, ControlIter=1, Element=Regulator.vreg4_a, Action= CHANGED 1 TAPS TO 1.06875.
Hour=11, Sec=840, ControlIter=1, Element=Regulator.vreg4_b, Action= CHANGED 1 TAPS TO 1.075.
Hour=11, Sec=840, ControlIter=1, Element=Regulator.vreg3_b, Action= CHANGED 1 TAPS TO 1.0625.
Hour=11, Sec=840, ControlIter=1, Element=Regulator.vreg3_a, Action= CHANGED 1 TAPS TO 1.1.
Hour=11, Sec=840, ControlIter=1, Element=Regulator.vreg2_b, Action= CHANGED 1 TAPS TO 1.0375.
Hour=11, Sec=840, ControlIter=1, Element=Regulator.vreg2_a, Action= CHANGED 1 TAPS TO 1.05625.
Hour=11, Sec=960, ControlIter=1, Element=Regulator.vreg2_b, Action= CHANGED -1 TAPS TO 1.03125.
Hour=11, Sec=960, ControlIter=1, Element=Regulator.vreg2_a, Action= CHANGED -1 TAPS TO 1.05.
Hour=11, Sec=1080, ControlIter=1, Element=Regulator.vreg3_a, Action= CHANGED 1 TAPS TO 1.1.
Hour=11, Sec=1320, ControlIter=1, Element=Regulator.vreg2_a, Action= CHANGED -1 TAPS TO 1.04375.
Hour=11, Sec=1380, ControlIter=1, Element=Regulator.vreg4_b, Action= CHANGED -1 TAPS TO 1.06875.
Hour=11, Sec=1380, ControlIter=1, Element=Regulator.vreg4_a, Action= CHANGED -1 TAPS TO 1.0625.
Hour=11, Sec=1380, ControlIter=1, Element=Regulator.vreg3_b, Action= CHANGED -1 TAPS TO 1.05625.
Hour=11, Sec=1380, ControlIter=1, Element=Regulator.vreg3_a, Action= CHANGED -2 TAPS TO 1.0875.
Hour=11, Sec=1380, ControlIter=1, Element=Regulator.vreg2_b, Action= CHANGED -1 TAPS TO 1.025.
Hour=11, Sec=1380, ControlIter=1, Element=Regulator.vreg2_a, Action= CHANGED -2 TAPS TO 1.03125.
Hour=11, Sec=1380, ControlIter=2, Element=Regulator.vreg2_a, Action= CHANGED 1 TAPS TO 1.0375.
Hour=11, Sec=1410, ControlIter=1, Element=Regulator.vreg4_b, Action= CHANGED -1 TAPS TO 1.0625.
Hour=11, Sec=1470, ControlIter=1, Element=Regulator.vreg2_a, Action= CHANGED 1 TAPS TO 1.04375.
Hour=11, Sec=1500, ControlIter=1, Element=Regulator.vreg3_a, Action= CHANGED 1 TAPS TO 1.09375.
Hour=11, Sec=1500, ControlIter=1, Element=Regulator.vreg2_b, Action= CHANGED 1 TAPS TO 1.03125.
Hour=11, Sec=1500, ControlIter=1, Element=Regulator.vreg2_a, Action= CHANGED 1 TAPS TO 1.05.
Hour=11, Sec=1500, ControlIter=2, Element=Regulator.vreg4_b, Action= CHANGED 1 TAPS TO 1.06875.
Hour=11, Sec=1530, ControlIter=1, Element=Regulator.vreg4_a, Action= CHANGED 1 TAPS TO 1.06875.
Hour=11, Sec=1530, ControlIter=1, Element=Regulator.vreg3_b, Action= CHANGED 1 TAPS TO 1.0625.
Hour=11, Sec=1530, ControlIter=1, Element=Regulator.vreg3_a, Action= CHANGED 1 TAPS TO 1.1.
Hour=11, Sec=1530, ControlIter=1, Element=Regulator.vreg2_a, Action= CHANGED 1 TAPS TO 1.05625.
Hour=11, Sec=1560, ControlIter=1, Element=Regulator.vreg2_a, Action= CHANGED -1 TAPS TO 1.05.
Hour=11, Sec=1590, ControlIter=1, Element=Regulator.vreg2_a, Action= CHANGED -1 TAPS TO 1.04375.
Hour=11, Sec=1650, ControlIter=1, Element=Regulator.vreg4_a, Action= CHANGED -1 TAPS TO 1.0625.
Hour=11, Sec=1650, ControlIter=1, Element=Regulator.vreg3_a, Action= CHANGED -1 TAPS TO 1.09375.
Hour=11, Sec=1650, ControlIter=1, Element=Regulator.vreg2_b, Action= CHANGED -1 TAPS TO 1.025.
Hour=11, Sec=1650, ControlIter=1, Element=Regulator.vreg2_a, Action= CHANGED -2 TAPS TO 1.03125.
Hour=11, Sec=1650, ControlIter=2, Element=Regulator.vreg3_b, Action= CHANGED -1 TAPS TO 1.05625.
Hour=11, Sec=2040, ControlIter=1, Element=Regulator.vreg2_a, Action= CHANGED 1 TAPS TO 1.0375.
Hour=11, Sec=2310, ControlIter=1, Element=Regulator.vreg2_a, Action= CHANGED 1 TAPS TO 1.04375.
Hour=11, Sec=2400, ControlIter=1, Element=Regulator.vreg2_b, Action= CHANGED 1 TAPS TO 1.03125.
Hour=11, Sec=2400, ControlIter=1, Element=Regulator.vreg2_a, Action= CHANGED 1 TAPS TO 1.05.
Hour=11, Sec=2460, ControlIter=1, Element=Regulator.vreg4_b, Action= CHANGED 1 TAPS TO 1.075.
Hour=11, Sec=2460, ControlIter=1, Element=Regulator.vreg4_a, Action= CHANGED 1 TAPS TO 1.06875.
Hour=11, Sec=2460, ControlIter=1, Element=Regulator.vreg3_b, Action= CHANGED 1 TAPS TO 1.0625.
Hour=11, Sec=2460, ControlIter=1, Element=Regulator.vreg3_a, Action= CHANGED 1 TAPS TO 1.1.
Hour=11, Sec=2460, ControlIter=1, Element=Regulator.vreg2_b, Action= CHANGED 1 TAPS TO 1.0375.
Hour=11, Sec=2460, ControlIter=1, Element=Regulator.vreg2_a, Action= CHANGED 1 TAPS TO 1.05625.
Hour=11, Sec=2850, ControlIter=1, Element=Regulator.vreg4_a, Action= CHANGED 1 TAPS TO 1.075.
Hour=12, Sec=1200, ControlIter=1, Element=Regulator.vreg2_a, Action= CHANGED 1 TAPS TO 1.0625.
Hour=12, Sec=1350, ControlIter=1, Element=Regulator.vreg3_b, Action= CHANGED 1 TAPS TO 1.06875.

## Teste 2 - OK
New Generator.PV138264B0b phases=1 Bus1=SX3104125B.2 kV=.120 kW=10.8 pf=1 model=1 conn=wye daily=LoadShape_PV1 | 10.8
New Generator.PV138374C0b phases=1 Bus1=SX2691950C.2 kV=.120 kW=10.8 pf=1 model=1 conn=wye daily=LoadShape_PV1 | 10.8
New Generator.PV138404C0a phases=1 Bus1=SX2841630C.1 kV=.120 kW=10.8 pf=1 model=1 conn=wye daily=LoadShape_PV1 | 10.8
New Generator.PV138405C0a phases=1 Bus1=SX2841629C.1 kV=.120 kW=10.8 pf=1 model=1 conn=wye daily=LoadShape_PV1 | 10.8
New Generator.PV138466C0a phases=1 Bus1=SX2973144C.1 kV=.120 kW=10.8 pf=1 model=1 conn=wye daily=LoadShape_PV1 | 10.8
New Generator.PV138472C0a phases=1 Bus1=SX2673309C.1 kV=.120 kW=10.8 pf=1 model=1 conn=wye daily=LoadShape_PV1 | 10.8
New Generator.PV138565A0a phases=1 Bus1=SX3104122A.1 kV=.120 kW=10.8 pf=1 model=1 conn=wye daily=LoadShape_PV1 | 10.8
New Generator.PV138566A0a phases=1 Bus1=SX2785519A.1 kV=.120 kW=10.8 pf=1 model=1 conn=wye daily=LoadShape_PV1 | 10.8
New Generator.PV138680A0b phases=1 Bus1=SX2710521A.2 kV=.120 kW=10.8 pf=1 model=1 conn=wye daily=LoadShape_PV1 | 10.8
New Generator.PV138716C0b phases=1 Bus1=SX3254219C.2 kV=.120 kW=10.8 pf=1 model=1 conn=wye daily=LoadShape_PV1 | 10.8
New Generator.PV138718C0a phases=1 Bus1=SX3104134C.1 kV=.120 kW=10.8 pf=1 model=1 conn=wye daily=LoadShape_PV1 | 10.8
New Generator.PV138719A0b phases=1 Bus1=SX2860490A.2 kV=.120 kW=10.8 pf=1 model=1 conn=wye daily=LoadShape_PV1 | 10.8
New Generator.PV138751B0a phases=1 Bus1=SX3066818B.1 kV=.120 kW=10.8 pf=1 model=1 conn=wye daily=LoadShape_PV1 | 10.8
New Generator.PV138753B0b phases=1 Bus1=SX2748130B.2 kV=.120 kW=10.8 pf=1 model=1 conn=wye daily=LoadShape_PV1 | 10.8
New Generator.PV157716B0a phases=1 Bus1=SX3179674B.1 kV=.120 kW=10.8 pf=1 model=1 conn=wye daily=LoadShape_PV1 | 10.8
New Generator.PV157718B0a phases=1 Bus1=SX3142099B.1 kV=.120 kW=10.8 pf=1 model=1 conn=wye daily=LoadShape_PV1 | 10.8
New Generator.PV207287B0b phases=1 Bus1=SX2711234B.2 kV=.120 kW=10.8 pf=1 model=1 conn=wye daily=LoadShape_PV1 | 10.8
New Generator.PV247059A0a phases=1 Bus1=SX2766721A.1 kV=.120 kW=10.8 pf=1 model=1 conn=wye daily=LoadShape_PV1 | 10.8
New Generator.PV247084B0a phases=1 Bus1=SX3254211B.1 kV=.120 kW=10.8 pf=1 model=1 conn=wye daily=LoadShape_PV1 | 10.8
New Generator.PV247184C0b phases=1 Bus1=SX2936279C.2 kV=.120 kW=10.8 pf=1 model=1 conn=wye daily=LoadShape_PV1 | 10.8
New Generator.PV251863C0a phases=1 Bus1=SX2745811C.1 kV=.120 kW=10.8 pf=1 model=1 conn=wye daily=LoadShape_PV1 | 10.8
New Generator.PV260474A0a phases=1 Bus1=SX2917330A.1 kV=.120 kW=10.8 pf=1 model=1 conn=wye daily=LoadShape_PV1 | 10.8
New Generator.PV260481C0a phases=1 Bus1=SX2730163C.1 kV=.120 kW=10.8 pf=1 model=1 conn=wye daily=LoadShape_PV1 | 10.8
New Generator.PV260494B0b phases=1 Bus1=SX3068944B.2 kV=.120 kW=10.8 pf=1 model=1 conn=wye daily=LoadShape_PV1 | 10.8
New Generator.PV260501B0b phases=1 Bus1=SX3142098B.2 kV=.120 kW=10.8 pf=1 model=1 conn=wye daily=LoadShape_PV1 | 10.8
New Generator.PV260505C0b phases=1 Bus1=SX2861218C.2 kV=.120 kW=10.8 pf=1 model=1 conn=wye daily=LoadShape_PV1 | 10.8
New Generator.PV260518C0a phases=1 Bus1=SX3104853C.1 kV=.120 kW=10.8 pf=1 model=1 conn=wye daily=LoadShape_PV1 | 10.8
New Generator.PV260543C0a phases=1 Bus1=SX2955077C.1 kV=.120 kW=10.8 pf=1 model=1 conn=wye daily=LoadShape_PV1 | 10.8
New Generator.PV260561C0a phases=1 Bus1=SX3104850C.1 kV=.120 kW=10.8 pf=1 model=1 conn=wye daily=LoadShape_PV1 | 10.8
New Generator.PV260562A0b phases=1 Bus1=SX3251799A.2 kV=.120 kW=10.8 pf=1 model=1 conn=wye daily=LoadShape_PV1 | 10.8
New Generator.PV260576C0a phases=1 Bus1=SX3030126C.1 kV=.120 kW=10.8 pf=1 model=1 conn=wye daily=LoadShape_PV1 | 10.8
New Generator.PV260638C0b phases=1 Bus1=SX3160871C.2 kV=.120 kW=10.8 pf=1 model=1 conn=wye daily=LoadShape_PV1 | 10.8
New Generator.PV260650A0a phases=1 Bus1=SX2692661A.1 kV=.120 kW=10.8 pf=1 model=1 conn=wye daily=LoadShape_PV1 | 10.8
New Generator.PV275008C0a phases=1 Bus1=SX3235243C.1 kV=.120 kW=10.8 pf=1 model=1 conn=wye daily=LoadShape_PV1 | 10.8
New Generator.PV293424C0a phases=1 Bus1=SX2766750C.1 kV=.120 kW=10.8 pf=1 model=1 conn=wye daily=LoadShape_PV1 | 10.8
New Generator.PV293471B0b phases=1 Bus1=SX_293471B.2 kV=.120 kW=10.8 pf=1 model=1 conn=wye daily=LoadShape_PV1 | 10.8
New Generator.PV293486C0a phases=1 Bus1=SX2673346C.1 kV=.120 kW=10.8 pf=1 model=1 conn=wye daily=LoadShape_PV1 | 10.8
New Generator.PV293487B0b phases=1 Bus1=SX3254238B.2 kV=.120 kW=10.8 pf=1 model=1 conn=wye daily=LoadShape_PV1 | 10.8
New Generator.PV293492C0b phases=1 Bus1=SX2841637C.2 kV=.120 kW=10.8 pf=1 model=1 conn=wye daily=LoadShape_PV1 | 10.8
New Generator.PV293592A0b phases=1 Bus1=SX2973161A.2 kV=.120 kW=10.8 pf=1 model=1 conn=wye daily=LoadShape_PV1 | 10.8
New Generator.PV293608C0a phases=1 Bus1=SX2673306C.1 kV=.120 kW=10.8 pf=1 model=1 conn=wye daily=LoadShape_PV1 | 10.8
New Generator.PV293658C0b phases=1 Bus1=SX3189188C.2 kV=.120 kW=10.8 pf=1 model=1 conn=wye daily=LoadShape_PV1 | 10.8
New Generator.PV293660B0b phases=1 Bus1=SX2916610B.2 kV=.120 kW=10.8 pf=1 model=1 conn=wye daily=LoadShape_PV1 | 10.8
New Generator.PV293668A0b phases=1 Bus1=SX3085403A.2 kV=.120 kW=10.8 pf=1 model=1 conn=wye daily=LoadShape_PV1 | 10.8
New Generator.PV294788A0a phases=1 Bus1=SX2821010A.1 kV=.120 kW=10.8 pf=1 model=1 conn=wye daily=LoadShape_PV1 | 10.8
New Generator.PV294810A0a phases=1 Bus1=SX3010585A.1 kV=.120 kW=10.8 pf=1 model=1 conn=wye daily=LoadShape_PV1 | 10.8
New Generator.PV294843A0b phases=1 Bus1=SX3178982A.2 kV=.120 kW=10.8 pf=1 model=1 conn=wye daily=LoadShape_PV1 | 10.8
New Generator.PV302369B0a phases=1 Bus1=SX3197643B.1 kV=.120 kW=10.8 pf=1 model=1 conn=wye daily=LoadShape_PV1 | 10.8
New Generator.PV302370B0b phases=1 Bus1=SX3122823B.2 kV=.120 kW=10.8 pf=1 model=1 conn=wye daily=LoadShape_PV1 | 10.8
New Generator.PV302412A0a phases=1 Bus1=SX3048210A.1 kV=.120 kW=10.8 pf=1 model=1 conn=wye daily=LoadShape_PV1 | 10.8
New Generator.PV302471A0a phases=1 Bus1=SX3085402A.1 kV=.120 kW=10.8 pf=1 model=1 conn=wye daily=LoadShape_PV1 | 10.8
New Generator.PV302473A0b phases=1 Bus1=SX2804252A.2 kV=.120 kW=10.8 pf=1 model=1 conn=wye daily=LoadShape_PV1 | 10.8
New Generator.PV302474A0b phases=1 Bus1=SX3048214A.2 kV=.120 kW=10.8 pf=1 model=1 conn=wye daily=LoadShape_PV1 | 10.8
New Generator.PV302735A0a phases=1 Bus1=SX2991923A.1 kV=.120 kW=10.8 pf=1 model=1 conn=wye daily=LoadShape_PV1 | 10.8
New Generator.PV302803C0b phases=1 Bus1=SX3085400C.2 kV=.120 kW=10.8 pf=1 model=1 conn=wye daily=LoadShape_PV1 | 10.8
New Generator.PV302807C0a phases=1 Bus1=SX3235266C.1 kV=.120 kW=10.8 pf=1 model=1 conn=wye daily=LoadShape_PV1 | 10.8
New Generator.PV310561A0a phases=1 Bus1=SX3122820A.1 kV=.120 kW=10.8 pf=1 model=1 conn=wye daily=LoadShape_PV1 | 10.8
New Generator.PV310569A0b phases=1 Bus1=SX3197639A.2 kV=.120 kW=10.8 pf=1 model=1 conn=wye daily=LoadShape_PV1 | 10.8
New Generator.PV321838A0a phases=1 Bus1=SX2691944A.1 kV=.120 kW=10.8 pf=1 model=1 conn=wye daily=LoadShape_PV1 | 10.8
New Generator.PV321845B0a phases=1 Bus1=SX3178975B.1 kV=.120 kW=10.8 pf=1 model=1 conn=wye daily=LoadShape_PV1 | 10.8
New Generator.PV321853B0b phases=1 Bus1=SX2673313B.2 kV=.120 kW=10.8 pf=1 model=1 conn=wye daily=LoadShape_PV1 | 10.8
New Generator.PV321859B0a phases=1 Bus1=SX3254213B.1 kV=.120 kW=10.8 pf=1 model=1 conn=wye daily=LoadShape_PV1 | 10.8
New Generator.PV321860B0a phases=1 Bus1=SX2785543B.1 kV=.120 kW=10.8 pf=1 model=1 conn=wye daily=LoadShape_PV1 | 10.8
New Generator.PV321888C0b phases=1 Bus1=SX3235241C.2 kV=.120 kW=10.8 pf=1 model=1 conn=wye daily=LoadShape_PV1 | 10.8
New Generator.PV321891C0b phases=1 Bus1=SX2748126C.2 kV=.120 kW=10.8 pf=1 model=1 conn=wye daily=LoadShape_PV1 | 10.8
New Generator.PV321893C0a phases=1 Bus1=SX2841645C.1 kV=.120 kW=10.8 pf=1 model=1 conn=wye daily=LoadShape_PV1 | 10.8
New Generator.PV323236B0a phases=1 Bus1=SX2822860B.1 kV=.120 kW=10.8 pf=1 model=1 conn=wye daily=LoadShape_PV1 | 10.8
New Generator.PV323242B0a phases=1 Bus1=SX3122810B.1 kV=.120 kW=10.8 pf=1 model=1 conn=wye daily=LoadShape_PV1 | 10.8
New Generator.PV323261B0b phases=1 Bus1=SX3085397B.2 kV=.120 kW=10.8 pf=1 model=1 conn=wye daily=LoadShape_PV1 | 10.8
New Generator.PV323263A0a phases=1 Bus1=SX3066812A.1 kV=.120 kW=10.8 pf=1 model=1 conn=wye daily=LoadShape_PV1 | 10.8
New Generator.PV323265B0a phases=1 Bus1=SX2860501B.1 kV=.120 kW=10.8 pf=1 model=1 conn=wye daily=LoadShape_PV1 | 10.8
New Generator.PV323267B0a phases=1 Bus1=SX2710514B.1 kV=.120 kW=10.8 pf=1 model=1 conn=wye daily=LoadShape_PV1 | 10.8
New Generator.PV323283B0b phases=1 Bus1=SX2916618B.2 kV=.120 kW=10.8 pf=1 model=1 conn=wye daily=LoadShape_PV1 | 10.8
New Generator.PV323284B0b phases=1 Bus1=SX3160113B.2 kV=.120 kW=10.8 pf=1 model=1 conn=wye daily=LoadShape_PV1 | 10.8
New Generator.PV323388B0a phases=1 Bus1=SX3234185B.1 kV=.120 kW=10.8 pf=1 model=1 conn=wye daily=LoadShape_PV1 | 10.8
New Generator.PV323397B0a phases=1 Bus1=SX2954346B.1 kV=.120 kW=10.8 pf=1 model=1 conn=wye daily=LoadShape_PV1 | 10.8
New Generator.PV328364C0a phases=1 Bus1=SX2692633C.1 kV=.120 kW=10.8 pf=1 model=1 conn=wye daily=LoadShape_PV1 | 10.8
New Generator.PV337614B0b phases=1 Bus1=SX2952003B.2 kV=.120 kW=10.8 pf=1 model=1 conn=wye daily=LoadShape_PV1 | 10.8
New Generator.PV337619A0a phases=1 Bus1=SX2990826A.1 kV=.120 kW=10.8 pf=1 model=1 conn=wye daily=LoadShape_PV1 | 10.8
New Generator.PV337619C0a phases=1 Bus1=SX2990826C.1 kV=.120 kW=10.8 pf=1 model=1 conn=wye daily=LoadShape_PV1 | 10.8
New Generator.PV337626C0b phases=1 Bus1=SX3216343C.2 kV=.120 kW=10.8 pf=1 model=1 conn=wye daily=LoadShape_PV1 | 10.8
New Generator.PV337634C0b phases=1 Bus1=SX2897768C.2 kV=.120 kW=10.8 pf=1 model=1 conn=wye daily=LoadShape_PV1 | 10.8
New Generator.PV337642C0a phases=1 Bus1=SX3104154C.1 kV=.120 kW=10.8 pf=1 model=1 conn=wye daily=LoadShape_PV1 | 10.8
New Generator.PV337648B0a phases=1 Bus1=SX3216367B.1 kV=.120 kW=10.8 pf=1 model=1 conn=wye daily=LoadShape_PV1 | 10.8
New Generator.PV337660C0b phases=1 Bus1=SX2897769C.2 kV=.120 kW=10.8 pf=1 model=1 conn=wye daily=LoadShape_PV1 | 10.8
New Generator.PV337675A0a phases=1 Bus1=SX2785514A.1 kV=.120 kW=10.8 pf=1 model=1 conn=wye daily=LoadShape_PV1 | 10.8
New Generator.PV337677A0b phases=1 Bus1=SX2785513A.2 kV=.120 kW=10.8 pf=1 model=1 conn=wye daily=LoadShape_PV1 | 10.8
New Generator.PV337689B0a phases=1 Bus1=SX2691949B.1 kV=.120 kW=10.8 pf=1 model=1 conn=wye daily=LoadShape_PV1 | 10.8
New Generator.PV337690B0b phases=1 Bus1=SX3104127B.2 kV=.120 kW=10.8 pf=1 model=1 conn=wye daily=LoadShape_PV1 | 10.8
New Generator.PV337697B0a phases=1 Bus1=SX2804258B.1 kV=.120 kW=10.8 pf=1 model=1 conn=wye daily=LoadShape_PV1 | 10.8
New Generator.PV337700B0b phases=1 Bus1=SX2766722B.2 kV=.120 kW=10.8 pf=1 model=1 conn=wye daily=LoadShape_PV1 | 10.8
New Generator.PV337704B0b phases=1 Bus1=SX2710546B.2 kV=.120 kW=10.8 pf=1 model=1 conn=wye daily=LoadShape_PV1 | 10.8
New Generator.PV337710B0b phases=1 Bus1=SX2991916B.2 kV=.120 kW=10.8 pf=1 model=1 conn=wye daily=LoadShape_PV1 | 10.8
New Generator.PV337714C0b phases=1 Bus1=SX3254209C.2 kV=.120 kW=10.8 pf=1 model=1 conn=wye daily=LoadShape_PV1 | 10.8
New Generator.PV337722A0b phases=1 Bus1=SX2973157A.2 kV=.120 kW=10.8 pf=1 model=1 conn=wye daily=LoadShape_PV1 | 10.8
New Generator.PV337729B0b phases=1 Bus1=SX2728247B.2 kV=.120 kW=10.8 pf=1 model=1 conn=wye daily=LoadShape_PV1 | 10.8
New Generator.PV338913B0a phases=1 Bus1=SX2804255B.1 kV=.120 kW=10.8 pf=1 model=1 conn=wye daily=LoadShape_PV1 | 10.8
New Generator.PV338922B0b phases=1 Bus1=SX2822866B.2 kV=.120 kW=10.8 pf=1 model=1 conn=wye daily=LoadShape_PV1 | 10.8
New Generator.PV338942A0a phases=1 Bus1=SX2822869A.1 kV=.120 kW=10.8 pf=1 model=1 conn=wye daily=LoadShape_PV1 | 10.8
New Generator.PV338945A0b phases=1 Bus1=SX2954353A.2 kV=.120 kW=10.8 pf=1 model=1 conn=wye daily=LoadShape_PV1 | 10.8
New Generator.PV338953B0b phases=1 Bus1=SX3122821B.2 kV=.120 kW=10.8 pf=1 model=1 conn=wye daily=LoadShape_PV1 | 10.8
New Generator.PV338956A0a phases=1 Bus1=SX3104119A.1 kV=.120 kW=10.8 pf=1 model=1 conn=wye daily=LoadShape_PV1 | 10.8
New Generator.PV338959C0b phases=1 Bus1=SX2954344C.2 kV=.120 kW=10.8 pf=1 model=1 conn=wye daily=LoadShape_PV1 | 10.8
New Generator.PV338961C0a phases=1 Bus1=SX3254208C.1 kV=.120 kW=10.8 pf=1 model=1 conn=wye daily=LoadShape_PV1 | 10.8
New Generator.PV338965A0b phases=1 Bus1=SX3010568A.2 kV=.120 kW=10.8 pf=1 model=1 conn=wye daily=LoadShape_PV1 | 10.8
New Generator.PV338966C0b phases=1 Bus1=SX3029505C.2 kV=.120 kW=10.8 pf=1 model=1 conn=wye daily=LoadShape_PV1 | 10.8
New Generator.PV338968C0b phases=1 Bus1=SX3178979C.2 kV=.120 kW=10.8 pf=1 model=1 conn=wye daily=LoadShape_PV1 | 10.8
New Generator.PV338972B0a phases=1 Bus1=SX2841632B.1 kV=.120 kW=10.8 pf=1 model=1 conn=wye daily=LoadShape_PV1 | 10.8
New Generator.PV338982B0a phases=1 Bus1=SX2785534B.1 kV=.120 kW=10.8 pf=1 model=1 conn=wye daily=LoadShape_PV1 | 10.8
New Generator.PV338986A0a phases=1 Bus1=SX2785538A.1 kV=.120 kW=10.8 pf=1 model=1 conn=wye daily=LoadShape_PV1 | 10.8
New Generator.PV338997B0a phases=1 Bus1=SX2860499B.1 kV=.120 kW=10.8 pf=1 model=1 conn=wye daily=LoadShape_PV1 | 10.8
New Generator.PV338997B0b phases=1 Bus1=SX2860499B.2 kV=.120 kW=10.8 pf=1 model=1 conn=wye daily=LoadShape_PV1 | 10.8
New Generator.PV338998B0a phases=1 Bus1=SX3254229B.1 kV=.120 kW=10.8 pf=1 model=1 conn=wye daily=LoadShape_PV1 | 10.8
New Generator.PV339003B0a phases=1 Bus1=SX3066826B.1 kV=.120 kW=10.8 pf=1 model=1 conn=wye daily=LoadShape_PV1 | 10.8
New Generator.PV339007B0a phases=1 Bus1=SX2916617B.1 kV=.120 kW=10.8 pf=1 model=1 conn=wye daily=LoadShape_PV1 | 10.8
New Generator.PV355432C0a phases=1 Bus1=SX3122837C.1 kV=.120 kW=10.8 pf=1 model=1 conn=wye daily=LoadShape_PV1 | 10.8
New Generator.PV355438C0b phases=1 Bus1=SX2673323C.2 kV=.120 kW=10.8 pf=1 model=1 conn=wye daily=LoadShape_PV1 | 10.8
New Generator.PV355584B0a phases=1 Bus1=SX2710542B.1 kV=.120 kW=10.8 pf=1 model=1 conn=wye daily=LoadShape_PV1 | 10.8
New Generator.PV355587B0b phases=1 Bus1=SX3104114B.2 kV=.120 kW=10.8 pf=1 model=1 conn=wye daily=LoadShape_PV1 | 10.8
New Generator.PV355599B0a phases=1 Bus1=SX3216338B.1 kV=.120 kW=10.8 pf=1 model=1 conn=wye daily=LoadShape_PV1 | 10.8
New Generator.PV355603B0b phases=1 Bus1=SX3160108B.2 kV=.120 kW=10.8 pf=1 model=1 conn=wye daily=LoadShape_PV1 | 10.8
New Generator.PV355607B0a phases=1 Bus1=SX2991927B.1 kV=.120 kW=10.8 pf=1 model=1 conn=wye daily=LoadShape_PV1 | 10.8
New Generator.PV355768B0b phases=1 Bus1=SX2729408B.2 kV=.120 kW=10.8 pf=1 model=1 conn=wye daily=LoadShape_PV1 | 10.8
New Generator.PV355936A0b phases=1 Bus1=SX2954357A.2 kV=.120 kW=10.8 pf=1 model=1 conn=wye daily=LoadShape_PV1 | 10.8
New Generator.PV355937A0a phases=1 Bus1=SX2841639A.1 kV=.120 kW=10.8 pf=1 model=1 conn=wye daily=LoadShape_PV1 | 10.8
New Generator.PV356064B0b phases=1 Bus1=SX2935556B.2 kV=.120 kW=10.8 pf=1 model=1 conn=wye daily=LoadShape_PV1 | 10.8
New Generator.PV356787C0a phases=1 Bus1=SX2970804C.1 kV=.120 kW=10.8 pf=1 model=1 conn=wye daily=LoadShape_PV1 | 10.8
New Generator.PV356791C0a phases=1 Bus1=SX2767343C.1 kV=.120 kW=10.8 pf=1 model=1 conn=wye daily=LoadShape_PV1 | 10.8
New Generator.PV356797C0b phases=1 Bus1=SX2955006C.2 kV=.120 kW=10.8 pf=1 model=1 conn=wye daily=LoadShape_PV1 | 10.8
New Generator.PV356800A0a phases=1 Bus1=SX3235946A.1 kV=.120 kW=10.8 pf=1 model=1 conn=wye daily=LoadShape_PV1 | 10.8
New Generator.PV356808A0b phases=1 Bus1=SX3101782A.2 kV=.120 kW=10.8 pf=1 model=1 conn=wye daily=LoadShape_PV1 | 10.8
New Generator.PV356814C0b phases=1 Bus1=SX2730106C.2 kV=.120 kW=10.8 pf=1 model=1 conn=wye daily=LoadShape_PV1 | 10.8
New Generator.PV391739B0a phases=1 Bus1=SX2954339B.1 kV=.120 kW=10.8 pf=1 model=1 conn=wye daily=LoadShape_PV1 | 10.8
New Generator.PV391741B0a phases=1 Bus1=SX3216339B.1 kV=.120 kW=10.8 pf=1 model=1 conn=wye daily=LoadShape_PV1 | 10.8
New Generator.PV391742B0b phases=1 Bus1=SX3048201B.2 kV=.120 kW=10.8 pf=1 model=1 conn=wye daily=LoadShape_PV1 | 10.8
New Generator.PV391745B0b phases=1 Bus1=SX2673300B.2 kV=.120 kW=10.8 pf=1 model=1 conn=wye daily=LoadShape_PV1 | 10.8
New Generator.PV391748B0b phases=1 Bus1=SX2991902B.2 kV=.120 kW=10.8 pf=1 model=1 conn=wye daily=LoadShape_PV1 | 10.8
New Generator.PV391750B0b phases=1 Bus1=SX2897764B.2 kV=.120 kW=10.8 pf=1 model=1 conn=wye daily=LoadShape_PV1 | 10.8
New Generator.PV391751B0a phases=1 Bus1=SX2860488B.1 kV=.120 kW=10.8 pf=1 model=1 conn=wye daily=LoadShape_PV1 | 10.8
New Generator.PV391765B0a phases=1 Bus1=SX3085389B.1 kV=.120 kW=10.8 pf=1 model=1 conn=wye daily=LoadShape_PV1 | 10.8
New Generator.PV391976C0b phases=1 Bus1=SX2841631C.2 kV=.120 kW=10.8 pf=1 model=1 conn=wye daily=LoadShape_PV1 | 10.8
New Generator.PV391977A0a phases=1 Bus1=SX3216350A.1 kV=.120 kW=10.8 pf=1 model=1 conn=wye daily=LoadShape_PV1 | 10.8
New Generator.PV391978C0a phases=1 Bus1=SX3141402C.1 kV=.120 kW=10.8 pf=1 model=1 conn=wye daily=LoadShape_PV1 | 10.8
New Generator.PV392038B0a phases=1 Bus1=SX2841634B.1 kV=.120 kW=10.8 pf=1 model=1 conn=wye daily=LoadShape_PV1 | 10.8
New Generator.PV441311A0a phases=1 Bus1=SX2766720A.1 kV=.120 kW=10.8 pf=1 model=1 conn=wye daily=LoadShape_PV1 | 10.8
New Generator.PV441854C0a phases=1 Bus1=SX2935566C.1 kV=.120 kW=10.8 pf=1 model=1 conn=wye daily=LoadShape_PV1 | 10.8
New Generator.PV2118903B0a phases=1 Bus1=SX2973146B.1 kV=.120 kW=10.8 pf=1 model=1 conn=wye daily=LoadShape_PV1 | 10.8
New Generator.PV2120126C0a phases=1 Bus1=SX2814529C.1 kV=.120 kW=10.8 pf=1 model=1 conn=wye daily=LoadShape_PV1 | 10.8
New Generator.PV2120183C0b phases=1 Bus1=SX3122818C.2 kV=.120 kW=10.8 pf=1 model=1 conn=wye daily=LoadShape_PV1 | 10.8
New Generator.PV2120195B0a phases=1 Bus1=SX3048209B.1 kV=.120 kW=10.8 pf=1 model=1 conn=wye daily=LoadShape_PV1 | 10.8
New Generator.PV2120786A0a phases=1 Bus1=SX2841628A.1 kV=.120 kW=10.8 pf=1 model=1 conn=wye daily=LoadShape_PV1 | 10.8
New Generator.PV2127253A0a phases=1 Bus1=SX3085401A.1 kV=.120 kW=10.8 pf=1 model=1 conn=wye daily=LoadShape_PV1 | 10.8
New Generator.PV2127681B0b phases=1 Bus1=SX2785522B.2 kV=.120 kW=10.8 pf=1 model=1 conn=wye daily=LoadShape_PV1 | 10.8
New Generator.PV2128464C0a phases=1 Bus1=SX3048889C.1 kV=.120 kW=10.8 pf=1 model=1 conn=wye daily=LoadShape_PV1 | 10.8
New Generator.PV2128517C0b phases=1 Bus1=SX3048890C.2 kV=.120 kW=10.8 pf=1 model=1 conn=wye daily=LoadShape_PV1 | 10.8
New Generator.PV2148580B0a phases=1 Bus1=SX3197636B.1 kV=.120 kW=10.8 pf=1 model=1 conn=wye daily=LoadShape_PV1 | 10.8
New Generator.PV2148633A0b phases=1 Bus1=SX2991905A.2 kV=.120 kW=10.8 pf=1 model=1 conn=wye daily=LoadShape_PV1 | 10.8
New Generator.PV21031694B0b phases=1 Bus1=SX3122812B.2 kV=.120 kW=10.8 pf=1 model=1 conn=wye daily=LoadShape_PV1 | 10.8
New Generator.PV21380325B0b phases=1 Bus1=SX2674027B.2 kV=.120 kW=10.8 pf=1 model=1 conn=wye daily=LoadShape_PV1 | 10.8
New Generator.PV21380616A0b phases=1 Bus1=SX2879067A.2 kV=.120 kW=10.8 pf=1 model=1 conn=wye daily=LoadShape_PV1 | 10.8
New Generator.PV21382992A0b phases=1 Bus1=SX3197654A.2 kV=.120 kW=10.8 pf=1 model=1 conn=wye daily=LoadShape_PV1 | 10.8
New Generator.PV21386754A0b phases=1 Bus1=SX2766741A.2 kV=.120 kW=10.8 pf=1 model=1 conn=wye daily=LoadShape_PV1 | 10.8
New Generator.PV21388572B0a phases=1 Bus1=SX3235252B.1 kV=.120 kW=10.8 pf=1 model=1 conn=wye daily=LoadShape_PV1 | 10.8
New Generator.PV21389092B0b phases=1 Bus1=SX2917328B.2 kV=.120 kW=10.8 pf=1 model=1 conn=wye daily=LoadShape_PV1 | 10.8
New Generator.PV21389761B0b phases=1 Bus1=SX2861219B.2 kV=.120 kW=10.8 pf=1 model=1 conn=wye daily=LoadShape_PV1 | 10.8
New Generator.PV21391390B0b phases=1 Bus1=SX3217064B.2 kV=.120 kW=10.8 pf=1 model=1 conn=wye daily=LoadShape_PV1 | 10.8
New Generator.PV21393412B0a phases=1 Bus1=SX2729405B.1 kV=.120 kW=10.8 pf=1 model=1 conn=wye daily=LoadShape_PV1 | 10.8
New Generator.PV21393643B0b phases=1 Bus1=SX2851933B.2 kV=.120 kW=10.8 pf=1 model=1 conn=wye daily=LoadShape_PV1 | 10.8
New Generator.PV21396796B0a phases=1 Bus1=SX3141397B.1 kV=.120 kW=10.8 pf=1 model=1 conn=wye daily=LoadShape_PV1 | 10.8
New Generator.PV21397005A0a phases=1 Bus1=SX2935557A.1 kV=.120 kW=10.8 pf=1 model=1 conn=wye daily=LoadShape_PV1 | 10.8
New Generator.PV21398563A0a phases=1 Bus1=SX3254216A.1 kV=.120 kW=10.8 pf=1 model=1 conn=wye daily=LoadShape_PV1 | 10.8
New Generator.PV21398646B0b phases=1 Bus1=SX2973180B.2 kV=.120 kW=10.8 pf=1 model=1 conn=wye daily=LoadShape_PV1 | 10.8
New Generator.PV21399305A0b phases=1 Bus1=SX3048221A.2 kV=.120 kW=10.8 pf=1 model=1 conn=wye daily=LoadShape_PV1 | 10.8
New Generator.PV21399326C0a phases=1 Bus1=SX2879092C.1 kV=.120 kW=10.8 pf=1 model=1 conn=wye daily=LoadShape_PV1 | 10.8
New Generator.PV21459640C0a phases=1 Bus1=SX2970258C.1 kV=.120 kW=10.8 pf=1 model=1 conn=wye daily=LoadShape_PV1 | 10.8
New Generator.PV21459651C0a phases=1 Bus1=SX2763812C.1 kV=.120 kW=10.8 pf=1 model=1 conn=wye daily=LoadShape_PV1 | 10.8
New Generator.PV21469960B0b phases=1 Bus1=SX3066830B.2 kV=.120 kW=10.8 pf=1 model=1 conn=wye daily=LoadShape_PV1 | 10.8
New Generator.PV21482181A0b phases=1 Bus1=SX3254237A.2 kV=.120 kW=10.8 pf=1 model=1 conn=wye daily=LoadShape_PV1 | 10.8
New Generator.PV225533675B0a phases=1 Bus1=SX3225319B.1 kV=.120 kW=10.8 pf=1 model=1 conn=wye daily=LoadShape_PV1 | 10.8
New Generator.PV225534325A0b phases=1 Bus1=SX2983432A.2 kV=.120 kW=10.8 pf=1 model=1 conn=wye daily=LoadShape_PV1 | 10.8
New Generator.PV226163467A0b phases=1 Bus1=SX3120376A.2 kV=.120 kW=10.8 pf=1 model=1 conn=wye daily=LoadShape_PV1 | 10.8
New Generator.PV226163575B0b phases=1 Bus1=SX2989432B.2 kV=.120 kW=10.8 pf=1 model=1 conn=wye daily=LoadShape_PV1 | 10.8
New Generator.PV226191850A0a phases=1 Bus1=SX3270814A.1 kV=.120 kW=10.8 pf=1 model=1 conn=wye daily=LoadShape_PV1 | 10.8
New Generator.PV226192936B0b phases=1 Bus1=SX2820531B.2 kV=.120 kW=10.8 pf=1 model=1 conn=wye daily=LoadShape_PV1 | 10.8
New Generator.PV226193134C0a phases=1 Bus1=SX2895449C.1 kV=.120 kW=10.8 pf=1 model=1 conn=wye daily=LoadShape_PV1 | 10.8
New Generator.PV226193170A0b phases=1 Bus1=SX3176656A.2 kV=.120 kW=10.8 pf=1 model=1 conn=wye daily=LoadShape_PV1 | 10.8
New Generator.PV226193395B0b phases=1 Bus1=SX2726974B.2 kV=.120 kW=10.8 pf=1 model=1 conn=wye daily=LoadShape_PV1 | 10.8
New Generator.PV226193745B0b phases=1 Bus1=SX2876798B.2 kV=.120 kW=10.8 pf=1 model=1 conn=wye daily=LoadShape_PV1 | 10.8
New Generator.PV226193886B0a phases=1 Bus1=SX2783231B.1 kV=.120 kW=10.8 pf=1 model=1 conn=wye daily=LoadShape_PV1 | 10.8
New Generator.PV226193899B0a phases=1 Bus1=SX3082983B.1 kV=.120 kW=10.8 pf=1 model=1 conn=wye daily=LoadShape_PV1 | 10.8
New Generator.PV226194002B0a phases=1 Bus1=SX2801902B.1 kV=.120 kW=10.8 pf=1 model=1 conn=wye daily=LoadShape_PV1 | 10.8
New Generator.PV226194419C0b phases=1 Bus1=SX3214071C.2 kV=.120 kW=10.8 pf=1 model=1 conn=wye daily=LoadShape_PV1 | 10.8
New Generator.PV226195194C0a phases=1 Bus1=SX3027124C.1 kV=.120 kW=10.8 pf=1 model=1 conn=wye daily=LoadShape_PV1 | 10.8
New Generator.PV226308716B0b phases=1 Bus1=SX2690187B.2 kV=.120 kW=10.8 pf=1 model=1 conn=wye daily=LoadShape_PV1 | 10.8
New Generator.PV226308729B0a phases=1 Bus1=SX3102286B.1 kV=.120 kW=10.8 pf=1 model=1 conn=wye daily=LoadShape_PV1 | 10.8
New Generator.PV226881700A0a phases=1 Bus1=SX3251854A.1 kV=.120 kW=10.8 pf=1 model=1 conn=wye daily=LoadShape_PV1 | 10.8
New Generator.PV226924200B0b phases=1 Bus1=SX2763072B.2 kV=.120 kW=10.8 pf=1 model=1 conn=wye daily=LoadShape_PV1 | 10.8
New Generator.PV226964880A0b phases=1 Bus1=SX3172805A.2 kV=.120 kW=10.8 pf=1 model=1 conn=wye daily=LoadShape_PV1 | 10.8
New Generator.PV227732939B0a phases=1 Bus1=SX3046854B.1 kV=.120 kW=10.8 pf=1 model=1 conn=wye daily=LoadShape_PV1 | 10.8
New Generator.PV227734175B0b phases=1 Bus1=SX3102793B.2 kV=.120 kW=10.8 pf=1 model=1 conn=wye daily=LoadShape_PV1 | 10.8
New Generator.PV227760021C0a phases=1 Bus1=SX2803199C.1 kV=.120 kW=10.8 pf=1 model=1 conn=wye daily=LoadShape_PV1 | 10.8
New Generator.PV227895952A0a phases=1 Bus1=SX3065665A.1 kV=.120 kW=10.8 pf=1 model=1 conn=wye daily=LoadShape_PV1 | 10.8
New Generator.PV227905262A0b phases=1 Bus1=SX3140238A.2 kV=.120 kW=10.8 pf=1 model=1 conn=wye daily=LoadShape_PV1 | 10.8
New Generator.PV227917122A0b phases=1 Bus1=SX2915534A.2 kV=.120 kW=10.8 pf=1 model=1 conn=wye daily=LoadShape_PV1 | 10.8
New Generator.PV227917127C0b phases=1 Bus1=SX2690868C.2 kV=.120 kW=10.8 pf=1 model=1 conn=wye daily=LoadShape_PV1 | 10.8
New Generator.PV227921416A0a phases=1 Bus1=SX3065696A.1 kV=.120 kW=10.8 pf=1 model=1 conn=wye daily=LoadShape_PV1 | 10.8
New Generator.PV227921427A0a phases=1 Bus1=SX2915542A.1 kV=.120 kW=10.8 pf=1 model=1 conn=wye daily=LoadShape_PV1 | 10.8
New Generator.PV227921427A0b phases=1 Bus1=SX2915542A.2 kV=.120 kW=10.8 pf=1 model=1 conn=wye daily=LoadShape_PV1 | 10.8
New Generator.PV227921427B0b phases=1 Bus1=SX2915542B.2 kV=.120 kW=10.8 pf=1 model=1 conn=wye daily=LoadShape_PV1 | 10.8
New Generator.PV228091193B0b phases=1 Bus1=SX3047289B.2 kV=.120 kW=10.8 pf=1 model=1 conn=wye daily=LoadShape_PV1 | 10.8
New Generator.PV228219458B0a phases=1 Bus1=SX3215549B.1 kV=.120 kW=10.8 pf=1 model=1 conn=wye daily=LoadShape_PV1 | 10.8
New Generator.PV228314460C0b phases=1 Bus1=SX3253570C.2 kV=.120 kW=10.8 pf=1 model=1 conn=wye daily=LoadShape_PV1 | 10.8
New Generator.PV228665517C0b phases=1 Bus1=SX3103822C.2 kV=.120 kW=10.8 pf=1 model=1 conn=wye daily=LoadShape_PV1 | 10.8
New Generator.PV2212168866C0b phases=1 Bus1=SX2729206C.2 kV=.120 kW=10.8 pf=1 model=1 conn=wye daily=LoadShape_PV1 | 10.8
New Generator.PV2212168870C0a phases=1 Bus1=SX2897554C.1 kV=.120 kW=10.8 pf=1 model=1 conn=wye daily=LoadShape_PV1 | 10.8
New Generator.PV2212168887C0a phases=1 Bus1=SX2878848C.1 kV=.120 kW=10.8 pf=1 model=1 conn=wye daily=LoadShape_PV1 | 10.8
New Generator.PV2212371533C0a phases=1 Bus1=SX3263051C.1 kV=.120 kW=10.8 pf=1 model=1 conn=wye daily=LoadShape_PV1 | 10.8
New Generator.PV2224237380A0b phases=1 Bus1=SX3649297A.2 kV=.120 kW=10.8 pf=1 model=1 conn=wye daily=LoadShape_PV1 | 10.8
New Generator.PV2224237546A0b phases=1 Bus1=SX3649300A.2 kV=.120 kW=10.8 pf=1 model=1 conn=wye daily=LoadShape_PV1 | 10.8
New Generator.PV2224386592A0b phases=1 Bus1=SX3729297A.2 kV=.120 kW=10.8 pf=1 model=1 conn=wye daily=LoadShape_PV1 | 10.8
New Generator.PV2224386842A0b phases=1 Bus1=SX3727709A.2 kV=.120 kW=10.8 pf=1 model=1 conn=wye daily=LoadShape_PV1 | 10.8
New Generator.PV2224387062A0b phases=1 Bus1=SX3728040A.2 kV=.120 kW=10.8 pf=1 model=1 conn=wye daily=LoadShape_PV1 | 10.8
New Generator.PV2224387113A0b phases=1 Bus1=SX3728042A.2 kV=.120 kW=10.8 pf=1 model=1 conn=wye daily=LoadShape_PV1 | 10.8
New Generator.PV2224387138A0b phases=1 Bus1=SX3728043A.2 kV=.120 kW=10.8 pf=1 model=1 conn=wye daily=LoadShape_PV1 | 10.8
New Generator.PV339016B0a phases=1 Bus1=SX3235273B.1 kV=.120 kW=8.64 pf=1 Model=1 Conn=wye daily=LoadShape_PV1 | 8.64
New Generator.PV355943C0b phases=1 Bus1=SX2785529C.2 kV=.120 kW=8.64 pf=1 Model=1 Conn=wye daily=LoadShape_PV1 | 8.64
New Generator.PV338978C0b phases=1 Bus1=SX2766738C.2 kV=.120 kW=8.64 pf=1 Model=1 Conn=wye daily=LoadShape_PV1 | 8.64
New Generator.PV227944551C0b phases=1 Bus1=SX3234149C.2 kV=.120 kW=8.64 pf=1 Model=1 Conn=wye daily=LoadShape_PV1 | 8.64
New Generator.PV2224386946A0b phases=1 Bus1=SX3728037A.2 kV=.120 kW=8.64 pf=1 Model=1 Conn=wye daily=LoadShape_PV1 | 8.64
New Generator.PV251859C0b phases=1 Bus1=SX2952007C.2 kV=.120 kW=8.64 pf=1 Model=1 Conn=wye daily=LoadShape_PV1 | 8.64
New Generator.PV2126875B0b phases=1 Bus1=SX3066811B.2 kV=.120 kW=8.64 pf=1 Model=1 Conn=wye daily=LoadShape_PV1 | 8.64
New Generator.PV138717C0b phases=1 Bus1=SX3254220C.2 kV=.120 kW=8.64 pf=1 Model=1 Conn=wye daily=LoadShape_PV1 | 8.64
New Generator.PV227411650C0a phases=1 Bus1=SX2937757C.1 kV=.120 kW=8.64 pf=1 Model=1 Conn=wye daily=LoadShape_PV1 | 8.64
New Generator.PV21399752A0a phases=1 Bus1=SX2785546A.1 kV=.120 kW=8.64 pf=1 Model=1 Conn=wye daily=LoadShape_PV1 | 8.64
New Generator.PV356795C0b phases=1 Bus1=SX2842330C.2 kV=.120 kW=8.64 pf=1 Model=1 Conn=wye daily=LoadShape_PV1 | 8.64
New Generator.PV227896008C0b phases=1 Bus1=SX3177881C.2 kV=.120 kW=8.64 pf=1 Model=1 Conn=wye daily=LoadShape_PV1 | 8.64
New Generator.PV226194826A0a phases=1 Bus1=SX3232902A.1 kV=.120 kW=8.64 pf=1 Model=1 Conn=wye daily=LoadShape_PV1 | 8.64
New Generator.PV337659C0b phases=1 Bus1=SX3066810C.2 kV=.120 kW=8.64 pf=1 Model=1 Conn=wye daily=LoadShape_PV1 | 8.64
New Generator.PV293518B0b phases=1 Bus1=SX2897780B.2 kV=.120 kW=8.64 pf=1 Model=1 Conn=wye daily=LoadShape_PV1 | 8.64
New Generator.PV391737B0a phases=1 Bus1=SX2804247B.1 kV=.120 kW=8.64 pf=1 Model=1 Conn=wye daily=LoadShape_PV1 | 8.64
New Generator.PV2149184C0b phases=1 Bus1=SX3141395C.2 kV=.120 kW=8.64 pf=1 Model=1 Conn=wye daily=LoadShape_PV1 | 8.64
New Generator.PV293644A0b phases=1 Bus1=SX2729429A.2 kV=.120 kW=8.64 pf=1 Model=1 Conn=wye daily=LoadShape_PV1 | 8.64
New Generator.PV338927A0a phases=1 Bus1=SX2972930A.1 kV=.120 kW=8.64 pf=1 Model=1 Conn=wye daily=LoadShape_PV1 | 8.64
New Generator.PV2224230615C0b phases=1 Bus1=SX3645809C.2 kV=.120 kW=8.64 pf=1 Model=1 Conn=wye daily=LoadShape_PV1 | 8.64
New Generator.PV321886C0b phases=1 Bus1=SX2766746C.2 kV=.120 kW=8.64 pf=1 Model=1 Conn=wye daily=LoadShape_PV1 | 8.64
New Generator.PV391747B0b phases=1 Bus1=SX2822859B.2 kV=.120 kW=8.64 pf=1 Model=1 Conn=wye daily=LoadShape_PV1 | 8.64
New Generator.PV21396606C0b phases=1 Bus1=SX2785525C.2 kV=.120 kW=8.64 pf=1 Model=1 Conn=wye daily=LoadShape_PV1 | 8.64
New Generator.PV337647A0b phases=1 Bus1=SX3048227A.2 kV=.120 kW=8.64 pf=1 Model=1 Conn=wye daily=LoadShape_PV1 | 8.64
New Generator.PV21396699B0b phases=1 Bus1=SX2860483B.2 kV=.120 kW=8.64 pf=1 Model=1 Conn=wye daily=LoadShape_PV1 | 8.64
New Generator.PV293655C0a phases=1 Bus1=SX2729414C.1 kV=.120 kW=8.64 pf=1 Model=1 Conn=wye daily=LoadShape_PV1 | 8.64
New Generator.PV21467859B0a phases=1 Bus1=SX2916625B.1 kV=.120 kW=8.64 pf=1 Model=1 Conn=wye daily=LoadShape_PV1 | 8.64
New Generator.PV227921427C0b phases=1 Bus1=SX2915542C.2 kV=.120 kW=8.64 pf=1 Model=1 Conn=wye daily=LoadShape_PV1 | 8.64
New Generator.PV21015829A0b phases=1 Bus1=SX2822861A.2 kV=.120 kW=8.64 pf=1 Model=1 Conn=wye daily=LoadShape_PV1 | 8.64
New Generator.PV321884C0a phases=1 Bus1=SX2710515C.1 kV=.120 kW=8.64 pf=1 Model=1 Conn=wye daily=LoadShape_PV1 | 8.64
New Generator.PV275247B0b phases=1 Bus1=SX2786273B.2 kV=.120 kW=8.64 pf=1 Model=1 Conn=wye daily=LoadShape_PV1 | 8.64
New Generator.PV355433C0b phases=1 Bus1=SX2991933C.2 kV=.120 kW=8.64 pf=1 Model=1 Conn=wye daily=LoadShape_PV1 | 8.64
New Generator.PV21383494B0b phases=1 Bus1=SX2954361B.2 kV=.120 kW=8.64 pf=1 Model=1 Conn=wye daily=LoadShape_PV1 | 8.64
New Generator.PV391994A0a phases=1 Bus1=SX3066821A.1 kV=.120 kW=8.64 pf=1 Model=1 Conn=wye daily=LoadShape_PV1 | 8.64
New Generator.PV226194421C0a phases=1 Bus1=SX3214069C.1 kV=.120 kW=8.64 pf=1 Model=1 Conn=wye daily=LoadShape_PV1 | 8.64
New Generator.PV355605B0b phases=1 Bus1=SX2729409B.2 kV=.120 kW=8.64 pf=1 Model=1 Conn=wye daily=LoadShape_PV1 | 8.64
New Generator.PV337707B0b phases=1 Bus1=SX3160104B.2 kV=.120 kW=8.64 pf=1 Model=1 Conn=wye daily=LoadShape_PV1 | 8.64
New Generator.PV138649A0a phases=1 Bus1=SX3048206A.1 kV=.120 kW=8.64 pf=1 Model=1 Conn=wye daily=LoadShape_PV1 | 8.64
New Generator.PV20107693B0b phases=1 Bus1=SX3160868B.2 kV=.120 kW=8.64 pf=1 Model=1 Conn=wye daily=LoadShape_PV1 | 8.64
New Generator.PV21474587C0b phases=1 Bus1=SX3104155C.2 kV=.120 kW=8.64 pf=1 Model=1 Conn=wye daily=LoadShape_PV1 | 8.64
New Generator.PV391992A0a phases=1 Bus1=SX3029500A.1 kV=.120 kW=8.64 pf=1 Model=1 Conn=wye daily=LoadShape_PV1 | 8.64
New Generator.PV226194865A0a phases=1 Bus1=SX3027122A.1 kV=.120 kW=8.64 pf=1 Model=1 Conn=wye daily=LoadShape_PV1 | 8.64
New Generator.PV351020C0a phases=1 Bus1=SX3045895C.1 kV=.120 kW=8.64 pf=1 Model=1 Conn=wye daily=LoadShape_PV1 | 8.64
New Generator.PV21396331B0a phases=1 Bus1=SX3178981B.1 kV=.120 kW=8.64 pf=1 Model=1 Conn=wye daily=LoadShape_PV1 | 8.64
New Generator.PV260641B0b phases=1 Bus1=SX3048965B.2 kV=.120 kW=8.64 pf=1 Model=1 Conn=wye daily=LoadShape_PV1 | 8.64
New Generator.PV21396959A0a phases=1 Bus1=SX3197638A.1 kV=.120 kW=8.64 pf=1 Model=1 Conn=wye daily=LoadShape_PV1 | 8.64
New Generator.PV323234B0b phases=1 Bus1=SX2860480B.2 kV=.120 kW=8.64 pf=1 Model=1 Conn=wye daily=LoadShape_PV1 | 8.64
New Generator.PV21471907A0b phases=1 Bus1=SX2897805A.2 kV=.120 kW=8.64 pf=1 Model=1 Conn=wye daily=LoadShape_PV1 | 8.64
New Generator.PV262075C0b phases=1 Bus1=SX3067448C.2 kV=.120 kW=8.64 pf=1 Model=1 Conn=wye daily=LoadShape_PV1 | 8.64
New Generator.PV225767272A0b phases=1 Bus1=SX3139103A.2 kV=.120 kW=8.64 pf=1 Model=1 Conn=wye daily=LoadShape_PV1 | 8.64
New Generator.PV227411655C0a phases=1 Bus1=SX2806553C.1 kV=.120 kW=8.64 pf=1 Model=1 Conn=wye daily=LoadShape_PV1 | 8.64
New Generator.PV339021A0b phases=1 Bus1=SX3197652A.2 kV=.120 kW=8.64 pf=1 Model=1 Conn=wye daily=LoadShape_PV1 | 8.64
New Generator.PV251855C0b phases=1 Bus1=SX2730107C.2 kV=.120 kW=8.64 pf=1 Model=1 Conn=wye daily=LoadShape_PV1 | 8.64
New Generator.PV339046A0a phases=1 Bus1=SX2785511A.1 kV=.120 kW=8.64 pf=1 Model=1 Conn=wye daily=LoadShape_PV1 | 8.64
New Generator.PV337669A0a phases=1 Bus1=SX3122811A.1 kV=.120 kW=8.64 pf=1 Model=1 Conn=wye daily=LoadShape_PV1 | 8.64
New Generator.PV337628C0a phases=1 Bus1=SX2897770C.1 kV=.120 kW=8.64 pf=1 Model=1 Conn=wye daily=LoadShape_PV1 | 8.64
New Generator.PV321882C0b phases=1 Bus1=SX2916607C.2 kV=.120 kW=8.64 pf=1 Model=1 Conn=wye daily=LoadShape_PV1 | 8.64
New Generator.PV338973A0a phases=1 Bus1=SX2748157A.1 kV=.120 kW=8.64 pf=1 Model=1 Conn=wye daily=LoadShape_PV1 | 8.64
New Generator.PV138564A0a phases=1 Bus1=SX2804283A.1 kV=.120 kW=8.64 pf=1 Model=1 Conn=wye daily=LoadShape_PV1 | 8.64
New Generator.PV21474614C0a phases=1 Bus1=SX2710543C.1 kV=.120 kW=8.64 pf=1 Model=1 Conn=wye daily=LoadShape_PV1 | 8.64
New Generator.PV355437C0b phases=1 Bus1=SX2710525C.2 kV=.120 kW=8.64 pf=1 Model=1 Conn=wye daily=LoadShape_PV1 | 8.64
New Generator.PV321884C0b phases=1 Bus1=SX2710515C.2 kV=.120 kW=8.64 pf=1 Model=1 Conn=wye daily=LoadShape_PV1 | 8.64
New Generator.PV337646B0b phases=1 Bus1=SX2879063B.2 kV=.120 kW=8.64 pf=1 Model=1 Conn=wye daily=LoadShape_PV1 | 8.64
New Generator.PV338933B0b phases=1 Bus1=SX3216345B.2 kV=.120 kW=8.64 pf=1 Model=1 Conn=wye daily=LoadShape_PV1 | 8.64
New Generator.PV21396867A0b phases=1 Bus1=SX2710536A.2 kV=.120 kW=8.64 pf=1 Model=1 Conn=wye daily=LoadShape_PV1 | 8.64
New Generator.PV391749B0a phases=1 Bus1=SX2991918B.1 kV=.120 kW=8.64 pf=1 Model=1 Conn=wye daily=LoadShape_PV1 | 8.64
New Generator.PV251867C0b phases=1 Bus1=SX2861157C.2 kV=.120 kW=8.64 pf=1 Model=1 Conn=wye daily=LoadShape_PV1 | 8.64
New Generator.PV356807A0b phases=1 Bus1=SX2823545A.2 kV=.120 kW=8.64 pf=1 Model=1 Conn=wye daily=LoadShape_PV1 | 8.64
New Generator.PV391989A0b phases=1 Bus1=SX2766747A.2 kV=.120 kW=8.64 pf=1 Model=1 Conn=wye daily=LoadShape_PV1 | 8.64
New Generator.PV2127090C0a phases=1 Bus1=SX2954352C.1 kV=.120 kW=8.64 pf=1 Model=1 Conn=wye daily=LoadShape_PV1 | 8.64
New Generator.PV337619B0b phases=1 Bus1=SX2990826B.2 kV=.120 kW=8.64 pf=1 Model=1 Conn=wye daily=LoadShape_PV1 | 8.64
New Generator.PV338984A0a phases=1 Bus1=SX2748144A.1 kV=.120 kW=8.64 pf=1 Model=1 Conn=wye daily=LoadShape_PV1 | 8.64
New Generator.PV227902981A0a phases=1 Bus1=SX3047058A.1 kV=.120 kW=8.64 pf=1 Model=1 Conn=wye daily=LoadShape_PV1 | 8.64
New Generator.PV321892C0b phases=1 Bus1=SX3235267C.2 kV=.120 kW=8.64 pf=1 Model=1 Conn=wye daily=LoadShape_PV1 | 8.64
New Generator.PV356798C0a phases=1 Bus1=SX2692600C.1 kV=.120 kW=8.64 pf=1 Model=1 Conn=wye daily=LoadShape_PV1 | 8.64
New Generator.PV21399707A0a phases=1 Bus1=SX3141403A.1 kV=.120 kW=8.64 pf=1 Model=1 Conn=wye daily=LoadShape_PV1 | 8.64
New Generator.PV225533703C0b phases=1 Bus1=SX2925506C.2 kV=.120 kW=8.64 pf=1 Model=1 Conn=wye daily=LoadShape_PV1 | 8.64
New Generator.PV260475A0b phases=1 Bus1=SX2879794A.2 kV=.120 kW=8.64 pf=1 Model=1 Conn=wye daily=LoadShape_PV1 | 8.64
New Generator.PV337673A0b phases=1 Bus1=SX2841618A.2 kV=.120 kW=8.64 pf=1 Model=1 Conn=wye daily=LoadShape_PV1 | 8.64
New Generator.PV302673A0a phases=1 Bus1=SX3010569A.1 kV=.120 kW=8.64 pf=1 Model=1 Conn=wye daily=LoadShape_PV1 | 8.64
New Generator.PV218473A0b phases=1 Bus1=SX3086078A.2 kV=.120 kW=8.64 pf=1 Model=1 Conn=wye daily=LoadShape_PV1 | 8.64
New Generator.PV293655B0a phases=1 Bus1=SX2729414B.1 kV=.120 kW=8.64 pf=1 Model=1 Conn=wye daily=LoadShape_PV1 | 8.64
New Generator.PV293665C0a phases=1 Bus1=SX2973166C.1 kV=.120 kW=8.64 pf=1 Model=1 Conn=wye daily=LoadShape_PV1 | 8.64
New Generator.PV260569C0a phases=1 Bus1=SX3104796C.1 kV=.120 kW=8.64 pf=1 Model=1 Conn=wye daily=LoadShape_PV1 | 8.64
New Generator.PV337629C0b phases=1 Bus1=SX2748128C.2 kV=.120 kW=8.64 pf=1 Model=1 Conn=wye daily=LoadShape_PV1 | 8.64
New Generator.PV355586B0a phases=1 Bus1=SX3254234B.1 kV=.120 kW=8.64 pf=1 Model=1 Conn=wye daily=LoadShape_PV1 | 8.64
New Generator.PV321837A0b phases=1 Bus1=SX2673312A.2 kV=.120 kW=8.64 pf=1 Model=1 Conn=wye daily=LoadShape_PV1 | 8.64
New Generator.PV21470405A0a phases=1 Bus1=SX2897801A.1 kV=.120 kW=8.64 pf=1 Model=1 Conn=wye daily=LoadShape_PV1 | 8.64
New Generator.PV338910C0b phases=1 Bus1=SX2841621C.2 kV=.120 kW=8.64 pf=1 Model=1 Conn=wye daily=LoadShape_PV1 | 8.64
New Generator.PV226194262C0b phases=1 Bus1=SX2745806C.2 kV=.120 kW=8.64 pf=1 Model=1 Conn=wye daily=LoadShape_PV1 | 8.64
New Generator.PV337661B0a phases=1 Bus1=SX2766749B.1 kV=.120 kW=8.64 pf=1 Model=1 Conn=wye daily=LoadShape_PV1 | 8.64
New Generator.PV2129466A0b phases=1 Bus1=SX3011293A.2 kV=.120 kW=8.64 pf=1 Model=1 Conn=wye daily=LoadShape_PV1 | 8.64
New Generator.PV392036B0a phases=1 Bus1=SX2991915B.1 kV=.120 kW=8.64 pf=1 Model=1 Conn=wye daily=LoadShape_PV1 | 8.64
New Generator.PV302410A0b phases=1 Bus1=SX3104131A.2 kV=.120 kW=8.64 pf=1 Model=1 Conn=wye daily=LoadShape_PV1 | 8.64
New Generator.PV302675A0a phases=1 Bus1=SX2954354A.1 kV=.120 kW=8.64 pf=1 Model=1 Conn=wye daily=LoadShape_PV1 | 8.64
New Generator.PV21249674B0b phases=1 Bus1=SX2879753B.2 kV=.120 kW=8.64 pf=1 Model=1 Conn=wye daily=LoadShape_PV1 | 8.64
New Generator.PV302677A0a phases=1 Bus1=SX3066819A.1 kV=.120 kW=8.64 pf=1 Model=1 Conn=wye daily=LoadShape_PV1 | 8.64
New Generator.PV260595B0b phases=1 Bus1=SX2767340B.2 kV=.120 kW=8.64 pf=1 Model=1 Conn=wye daily=LoadShape_PV1 | 8.64
New Generator.PV337666B0b phases=1 Bus1=SX3029518B.2 kV=.120 kW=8.64 pf=1 Model=1 Conn=wye daily=LoadShape_PV1 | 8.64
New Generator.PV274994C0a phases=1 Bus1=SX3048205C.1 kV=.120 kW=8.64 pf=1 Model=1 Conn=wye daily=LoadShape_PV1 | 8.64
New Generator.PV323253B0b phases=1 Bus1=SX2973152B.2 kV=.120 kW=8.64 pf=1 Model=1 Conn=wye daily=LoadShape_PV1 | 8.64
New Generator.PV338968C0a phases=1 Bus1=SX3178979C.1 kV=.120 kW=8.64 pf=1 Model=1 Conn=wye daily=LoadShape_PV1 | 8.64
New Generator.PV274997C0b phases=1 Bus1=SX3048228C.2 kV=.120 kW=8.64 pf=1 Model=1 Conn=wye daily=LoadShape_PV1 | 8.64
New Generator.PV354851B0a phases=1 Bus1=SX2991901B.1 kV=.120 kW=8.64 pf=1 Model=1 Conn=wye daily=LoadShape_PV1 | 8.64
New Generator.PV338933B0a phases=1 Bus1=SX3216345B.1 kV=.120 kW=8.64 pf=1 Model=1 Conn=wye daily=LoadShape_PV1 | 8.64
New Generator.PV293645A0b phases=1 Bus1=SX2841633A.2 kV=.120 kW=8.64 pf=1 Model=1 Conn=wye daily=LoadShape_PV1 | 8.64
New Generator.PV2224237391A0a phases=1 Bus1=SX3649299A.1 kV=.120 kW=8.64 pf=1 Model=1 Conn=wye daily=LoadShape_PV1 | 8.64
New Generator.PV260627A0a phases=1 Bus1=SX2992656A.1 kV=.120 kW=8.64 pf=1 Model=1 Conn=wye daily=LoadShape_PV1 | 8.64
New Generator.PV21426205B0a phases=1 Bus1=SX2731712B.1 kV=.120 kW=8.64 pf=1 Model=1 Conn=wye daily=LoadShape_PV1 | 8.64
New Generator.PV21395962A0b phases=1 Bus1=SX3197645A.2 kV=.120 kW=8.64 pf=1 Model=1 Conn=wye daily=LoadShape_PV1 | 8.64
New Generator.PV442373C0a phases=1 Bus1=SX3141393C.1 kV=.120 kW=8.64 pf=1 Model=1 Conn=wye daily=LoadShape_PV1 | 8.64
New Generator.PV21031684A0a phases=1 Bus1=SX2841616A.1 kV=.120 kW=8.64 pf=1 Model=1 Conn=wye daily=LoadShape_PV1 | 8.64
New Generator.PV356062B0b phases=1 Bus1=SX3122816B.2 kV=.120 kW=8.64 pf=1 Model=1 Conn=wye daily=LoadShape_PV1 | 8.64
New Generator.PV21357984C0b phases=1 Bus1=SX2897790C.2 kV=.120 kW=8.64 pf=1 Model=1 Conn=wye daily=LoadShape_PV1 | 8.64
New Generator.PV260552A0b phases=1 Bus1=SX3198348A.2 kV=.120 kW=8.64 pf=1 Model=1 Conn=wye daily=LoadShape_PV1 | 8.64
New Generator.PV227944551C0a phases=1 Bus1=SX3234149C.1 kV=.120 kW=97.2 pf=1 Model=1 Conn=wye daily=LoadShape_PV1 |  | 97.2
New Generator.PV227944551B0b phases=1 Bus1=SX3234149B.2 kV=.120 kW=77.4 pf=1 Model=1 Conn=wye daily=LoadShape_PV1 |  | 77.4
New Generator.PV227944551A0b phases=1 Bus1=SX3234149A.2 kV=.120 kW=44.64 pf=1 Model=1 Conn=wye daily=LoadShape_PV1 |  | 44.64
New Generator.PV227944551A0a phases=1 Bus1=SX3234149A.1 kV=.120 kW=44.64 pf=1 Model=1 Conn=wye daily=LoadShape_PV1 |  | 44.64
New Generator.PV21459660C0a phases=1 Bus1=SX3101194C.1 kV=.120 kW=32.4 pf=1 Model=1 Conn=wye daily=LoadShape_PV1 |  | 32.4
New Generator.PV260595C0b phases=1 Bus1=SX2767340C.2 kV=.120 kW=32.4 pf=1 Model=1 Conn=wye daily=LoadShape_PV1 |  | 32.4
New Generator.PV2224230689C0b phases=1 Bus1=SX3645811C.2 kV=.120 kW=32.4 pf=1 Model=1 Conn=wye daily=LoadShape_PV1 |  | 32.4
New Generator.PV21197413C0a phases=1 Bus1=SX3141411C.1 kV=.120 kW=32.4 pf=1 Model=1 Conn=wye daily=LoadShape_PV1 |  | 32.4
New Generator.PV226308719B0a phases=1 Bus1=SX3027670B.1 kV=.120 kW=32.4 pf=1 Model=1 Conn=wye daily=LoadShape_PV1 |  | 32.4
New Generator.PV226308710B0b phases=1 Bus1=SX2708744B.2 kV=.120 kW=32.4 pf=1 Model=1 Conn=wye daily=LoadShape_PV1 |  | 32.4
New Generator.PV226308725B0b phases=1 Bus1=SX2802480B.2 kV=.120 kW=32.4 pf=1 Model=1 Conn=wye daily=LoadShape_PV1 |  | 32.4
New Generator.PV226192801C0b phases=1 Bus1=SX2951995C.2 kV=.120 kW=25.2 pf=1 Model=1 Conn=wye daily=LoadShape_PV1 |  | 25.2
New Generator.PV293664B0b phases=1 Bus1=SX3207907B.2 kV=.120 kW=25.2 pf=1 Model=1 Conn=wye daily=LoadShape_PV1 |  | 25.2
New Generator.PV21400253B0b phases=1 Bus1=SX2691959B.2 kV=.120 kW=25.2 pf=1 Model=1 Conn=wye daily=LoadShape_PV1 |  | 25.2
New Generator.PV21458756C0b phases=1 Bus1=SX3232301C.2 kV=.120 kW=25.2 pf=1 Model=1 Conn=wye daily=LoadShape_PV1 |  | 25.2
New Generator.PV260595B0a phases=1 Bus1=SX2767340B.1 kV=.120 kW=25.2 pf=1 Model=1 Conn=wye daily=LoadShape_PV1 |  | 25.2
New Generator.PV260595A0a phases=1 Bus1=SX2767340A.1 kV=.120 kW=25.2 pf=1 Model=1 Conn=wye daily=LoadShape_PV1 |  | 25.2
New Generator.PV21459651C0b phases=1 Bus1=SX2763812C.2 kV=.120 kW=25.2 pf=1 Model=1 Conn=wye daily=LoadShape_PV1 |  | 25.2
New Generator.PV226308729B0b phases=1 Bus1=SX3102286B.2 kV=.120 kW=25.2 pf=1 Model=1 Conn=wye daily=LoadShape_PV1 |  | 25.2
New Generator.PV226308730A0a phases=1 Bus1=SX2802481A.1 kV=.120 kW=25.2 pf=1 Model=1 Conn=wye daily=LoadShape_PV1 |  | 25.2
New Generator.PV227944551B0a phases=1 Bus1=SX3234149B.1 kV=.120 kW=25.2 pf=1 Model=1 Conn=wye daily=LoadShape_PV1 |  | 25.2
New Generator.PV226308720A0a phases=1 Bus1=SX2821087A.1 kV=.120 kW=25.2 pf=1 Model=1 Conn=wye daily=LoadShape_PV1 |  | 25.2
New Generator.PV226308716B0a phases=1 Bus1=SX2690187B.1 kV=.120 kW=25.2 pf=1 Model=1 Conn=wye daily=LoadShape_PV1 |  | 25.2
New Generator.PV21459629C0a phases=1 Bus1=SX2763811C.1 kV=.120 kW=20.16 pf=1 Model=1 Conn=wye daily=LoadShape_PV1 |  | 20.16
New Generator.PV2129466B0b phases=1 Bus1=SX3011293B.2 kV=.120 kW=20.16 pf=1 Model=1 Conn=wye daily=LoadShape_PV1 |  | 20.16
New Generator.PV21384099B0b phases=1 Bus1=SX3215385B.2 kV=.120 kW=20.16 pf=1 Model=1 Conn=wye daily=LoadShape_PV1 |  | 20.16
New Generator.PV227760021B0a phases=1 Bus1=SX2803199B.1 kV=.120 kW=20.16 pf=1 Model=1 Conn=wye daily=LoadShape_PV1 |  | 20.16
New Generator.PV227760024B0b phases=1 Bus1=SX3215203B.2 kV=.120 kW=20.16 pf=1 Model=1 Conn=wye daily=LoadShape_PV1 |  | 20.16
New Generator.PV2129466C0a phases=1 Bus1=SX3011293C.1 kV=.120 kW=20.16 pf=1 Model=1 Conn=wye daily=LoadShape_PV1 |  | 20.16
New Generator.PV21400215B0a phases=1 Bus1=SX3048231B.1 kV=.120 kW=20.16 pf=1 Model=1 Conn=wye daily=LoadShape_PV1 |  | 20.16
New Generator.PV338990B0b phases=1 Bus1=SX2673331B.2 kV=.120 kW=20.16 pf=1 Model=1 Conn=wye daily=LoadShape_PV1 |  | 20.16
New Generator.PV323264B0b phases=1 Bus1=SX3216344B.2 kV=.120 kW=20.16 pf=1 Model=1 Conn=wye daily=LoadShape_PV1 |  | 20.16
New Generator.PV293664C0b phases=1 Bus1=SX3207907C.2 kV=.120 kW=20.16 pf=1 Model=1 Conn=wye daily=LoadShape_PV1 |  | 20.16
New Generator.PV2212168880C0a phases=1 Bus1=SX2766499C.1 kV=.120 kW=20.16 pf=1 Model=1 Conn=wye daily=LoadShape_PV1 |  | 20.16
New Generator.PV225897943C0a phases=1 Bus1=SX2875754C.1 kV=.120 kW=20.16 pf=1 Model=1 Conn=wye daily=LoadShape_PV1 |  | 20.16
New Generator.PV227447984C0b phases=1 Bus1=SX2862616C.2 kV=.120 kW=20.16 pf=1 Model=1 Conn=wye daily=LoadShape_PV1 |  | 20.16
New Generator.PV338994B0a phases=1 Bus1=SX3160115B.1 kV=.120 kW=20.16 pf=1 Model=1 Conn=wye daily=LoadShape_PV1 |  | 20.16
New Generator.PV226308731A0b phases=1 Bus1=SX3214549A.2 kV=.120 kW=20.16 pf=1 Model=1 Conn=wye daily=LoadShape_PV1 |  | 20.16
New Generator.PV338923C0a phases=1 Bus1=SX3178972C.1 kV=.120 kW=20.16 pf=1 Model=1 Conn=wye daily=LoadShape_PV1 |  | 20.16
New Generator.PV228091193C0b phases=1 Bus1=SX3047289C.2 kV=.120 kW=20.16 pf=1 Model=1 Conn=wye daily=LoadShape_PV1 |  | 20.16
New Generator.PV227760024C0b phases=1 Bus1=SX3215203C.2 kV=.120 kW=16.2 pf=1 Model=1 Conn=wye daily=LoadShape_PV1 |  | 16.2
New Generator.PV2224230651C0a phases=1 Bus1=SX3645810C.1 kV=.120 kW=16.2 pf=1 Model=1 Conn=wye daily=LoadShape_PV1 |  | 16.2
New Generator.PV226308727B0a phases=1 Bus1=SX3233413B.1 kV=.120 kW=16.2 pf=1 Model=1 Conn=wye daily=LoadShape_PV1 |  | 16.2
New Generator.PV21400253B0a phases=1 Bus1=SX2691959B.1 kV=.120 kW=16.2 pf=1 Model=1 Conn=wye daily=LoadShape_PV1 |  | 16.2
New Generator.PV260643A0b phases=1 Bus1=SX2692660A.2 kV=.120 kW=16.2 pf=1 Model=1 Conn=wye daily=LoadShape_PV1 |  | 16.2
New Generator.PV21455388C0a phases=1 Bus1=SX2879089C.1 kV=.120 kW=16.2 pf=1 Model=1 Conn=wye daily=LoadShape_PV1 |  | 16.2
New Generator.PV2224230651C0b phases=1 Bus1=SX3645810C.2 kV=.120 kW=16.2 pf=1 Model=1 Conn=wye daily=LoadShape_PV1 |  | 16.2
New Generator.PV2120126B0b phases=1 Bus1=SX2814529B.2 kV=.120 kW=16.2 pf=1 Model=1 Conn=wye daily=LoadShape_PV1 |  | 16.2
New Generator.PV227917130C0a phases=1 Bus1=SX2803194C.1 kV=.120 kW=16.2 pf=1 Model=1 Conn=wye daily=LoadShape_PV1 |  | 16.2
New Generator.PV21236413B0a phases=1 Bus1=SX3085391B.1 kV=.120 kW=16.2 pf=1 Model=1 Conn=wye daily=LoadShape_PV1 |  | 16.2
New Generator.PV339005B0b phases=1 Bus1=SX2785535B.2 kV=.120 kW=16.2 pf=1 Model=1 Conn=wye daily=LoadShape_PV1 | 16.2
New Generator.PV339010B0a phases=1 Bus1=SX2691966B.1 kV=.120 kW=16.2 pf=1 Model=1 Conn=wye daily=LoadShape_PV1 | 16.2
New Generator.PV226308717A0a phases=1 Bus1=SX3233412A.1 kV=.120 kW=16.2 pf=1 Model=1 Conn=wye daily=LoadShape_PV1 | 16.2
New Generator.PV2212168874C0b phases=1 Bus1=SX2729207C.2 kV=.120 kW=16.2 pf=1 Model=1 Conn=wye daily=LoadShape_PV1 | 16.2
New Generator.PV323282B0a phases=1 Bus1=SX2897791B.1 kV=.120 kW=16.2 pf=1 Model=1 Conn=wye daily=LoadShape_PV1 | 16.2
New Generator.PV227447984C0a phases=1 Bus1=SX2862616C.1 kV=.120 kW=16.2 pf=1 Model=1 Conn=wye daily=LoadShape_PV1 | 16.2
New Generator.PV323394B0a phases=1 Bus1=SX2710504B.1 kV=.120 kW=16.2 pf=1 Model=1 Conn=wye daily=LoadShape_PV1 | 16.2
New Generator.PV228091193A0b phases=1 Bus1=SX3047289A.2 kV=.120 kW=16.2 pf=1 Model=1 Conn=wye daily=LoadShape_PV1 | 16.2
New Generator.PV293652B0b phases=1 Bus1=SX3235258B.2 kV=.120 kW=16.2 pf=1 Model=1 Conn=wye daily=LoadShape_PV1 | 16.2
New Generator.PV260577C0b phases=1 Bus1=SX2767341C.2 kV=.120 kW=16.2 pf=1 Model=1 Conn=wye daily=LoadShape_PV1 | 16.2
New Generator.PV260605A0b phases=1 Bus1=SX2973791A.2 kV=.120 kW=14.4 pf=1 Model=1 Conn=wye daily=LoadShape_PV1 | 14.4
New Generator.PV2120126A0b phases=1 Bus1=SX2814529A.2 kV=.120 kW=14.4 pf=1 Model=1 Conn=wye daily=LoadShape_PV1 | 14.4
New Generator.PV2224387053A0a phases=1 Bus1=SX3728039A.1 kV=.120 kW=14.4 pf=1 Model=1 Conn=wye daily=LoadShape_PV1 | 14.4
New Generator.PV338964C0a phases=1 Bus1=SX3104117C.1 kV=.120 kW=14.4 pf=1 Model=1 Conn=wye daily=LoadShape_PV1 | 14.4
New Generator.PV260473A0a phases=1 Bus1=SX2861222A.1 kV=.120 kW=14.4 pf=1 Model=1 Conn=wye daily=LoadShape_PV1 | 14.4
New Generator.PV2224237653A0a phases=1 Bus1=SX3649302A.1 kV=.120 kW=14.4 pf=1 Model=1 Conn=wye daily=LoadShape_PV1 | 14.4
New Generator.PV323391B0a phases=1 Bus1=SX3159037B.1 kV=.120 kW=14.4 pf=1 Model=1 Conn=wye daily=LoadShape_PV1 | 14.4
New Generator.PV260491C0b phases=1 Bus1=SX2805031C.2 kV=.120 kW=14.4 pf=1 Model=1 Conn=wye daily=LoadShape_PV1 | 14.4
New Generator.PV260607B0b phases=1 Bus1=SX3029055B.2 kV=.120 kW=14.4 pf=1 Model=1 Conn=wye daily=LoadShape_PV1 | 14.4
New Generator.PV138567A0b phases=1 Bus1=SX2748129A.2 kV=.120 kW=14.4 pf=1 Model=1 Conn=wye daily=LoadShape_PV1 | 14.4
New Generator.PV260535C0b phases=1 Bus1=SX3067507C.2 kV=.120 kW=14.4 pf=1 Model=1 Conn=wye daily=LoadShape_PV1 | 14.4
New Generator.PV21393454B0b phases=1 Bus1=SX3179699B.2 kV=.120 kW=14.4 pf=1 Model=1 Conn=wye daily=LoadShape_PV1 | 14.4
New Generator.PV223400157C0a phases=1 Bus1=SX3150961C.1 kV=.120 kW=14.4 pf=1 Model=1 Conn=wye daily=LoadShape_PV1 | 14.4
New Generator.PV355433C0a phases=1 Bus1=SX2991933C.1 kV=.120 kW=14.4 pf=1 Model=1 Conn=wye daily=LoadShape_PV1 | 14.4
New Generator.PV355431C0a phases=1 Bus1=SX3048222C.1 kV=.120 kW=14.4 pf=1 Model=1 Conn=wye daily=LoadShape_PV1 | 14.4
New Generator.PV260586B0a phases=1 Bus1=SX3048887B.1 kV=.120 kW=14.4 pf=1 Model=1 Conn=wye daily=LoadShape_PV1 | 14.4
New Generator.PV227921427C0a phases=1 Bus1=SX2915542C.1 kV=.120 kW=14.4 pf=1 Model=1 Conn=wye daily=LoadShape_PV1 | 14.4
New Generator.PV227731863A0b phases=1 Bus1=SX3177665A.2 kV=.120 kW=14.4 pf=1 Model=1 Conn=wye daily=LoadShape_PV1 | 14.4
New Generator.PV2224230615C0a phases=1 Bus1=SX3645809C.1 kV=.120 kW=14.4 pf=1 Model=1 Conn=wye daily=LoadShape_PV1 | 14.4
New Generator.PV321890C0a phases=1 Bus1=SX3104118C.1 kV=.120 kW=14.4 pf=1 Model=1 Conn=wye daily=LoadShape_PV1 | 14.4
New Generator.PV21373784A0a phases=1 Bus1=SX3066817A.1 kV=.120 kW=14.4 pf=1 Model=1 Conn=wye daily=LoadShape_PV1 | 14.4
New Generator.PV356793C0a phases=1 Bus1=SX3179608C.1 kV=.120 kW=14.4 pf=1 Model=1 Conn=wye daily=LoadShape_PV1 | 14.4
New Generator.PV247170B0b phases=1 Bus1=SX2897784B.2 kV=.120 kW=14.4 pf=1 Model=1 Conn=wye daily=LoadShape_PV1 | 14.4
New Generator.PV138797B0b phases=1 Bus1=SX3198358B.2 kV=.120 kW=14.4 pf=1 Model=1 Conn=wye daily=LoadShape_PV1 | 14.4
New Generator.PV21384099C0a phases=1 Bus1=SX3215385C.1 kV=.120 kW=14.4 pf=1 Model=1 Conn=wye daily=LoadShape_PV1 | 14.4
New Generator.PV338969A0b phases=1 Bus1=SX3104129A.2 kV=.120 kW=14.4 pf=1 Model=1 Conn=wye daily=LoadShape_PV1 | 14.4
New Generator.PV293664A0a phases=1 Bus1=SX3207907A.1 kV=.120 kW=14.4 pf=1 Model=1 Conn=wye daily=LoadShape_PV1 | 14.4
New Generator.PV339052C0b phases=1 Bus1=SX3118855C.2 kV=.120 kW=14.4 pf=1 Model=1 Conn=wye daily=LoadShape_PV1 | 14.4
New Generator.PV260598A0b phases=1 Bus1=SX3067478A.2 kV=.120 kW=14.4 pf=1 Model=1 Conn=wye daily=LoadShape_PV1 | 14.4
New Generator.PV218474A0a phases=1 Bus1=SX3217056A.1 kV=.120 kW=14.4 pf=1 Model=1 Conn=wye daily=LoadShape_PV1 | 14.4
New Generator.PV21474556A0b phases=1 Bus1=SX3086098A.2 kV=.120 kW=14.4 pf=1 Model=1 Conn=wye daily=LoadShape_PV1 | 14.4
New Generator.PV227917127C0a phases=1 Bus1=SX2690868C.1 kV=.120 kW=14.4 pf=1 Model=1 Conn=wye daily=LoadShape_PV1 | 14.4
New Generator.PV2224237384A0b phases=1 Bus1=SX3649298A.2 kV=.120 kW=14.4 pf=1 Model=1 Conn=wye daily=LoadShape_PV1 | 14.4
New Generator.PV302733B0b phases=1 Bus1=SX2860491B.2 kV=.120 kW=14.4 pf=1 Model=1 Conn=wye daily=LoadShape_PV1 | 14.4
New Generator.PV227760021C0b phases=1 Bus1=SX2803199C.2 kV=.120 kW=14.4 pf=1 Model=1 Conn=wye daily=LoadShape_PV1 | 14.4
New Generator.PV226308728A0b phases=1 Bus1=SX3027671A.2 kV=.120 kW=14.4 pf=1 Model=1 Conn=wye daily=LoadShape_PV1 | 14.4
New Generator.PV138754B0b phases=1 Bus1=SX3254212B.2 kV=.120 kW=14.4 pf=1 Model=1 Conn=wye daily=LoadShape_PV1 | 14.4
New Generator.PV260464A0b phases=1 Bus1=SX2730187A.2 kV=.120 kW=14.4 pf=1 Model=1 Conn=wye daily=LoadShape_PV1 | 14.4
New Generator.PV337636C0a phases=1 Bus1=SX2841619C.1 kV=.120 kW=14.4 pf=1 Model=1 Conn=wye daily=LoadShape_PV1 | 14.4
New Generator.PV21382813A0b phases=1 Bus1=SX2748781A.2 kV=.120 kW=14.4 pf=1 Model=1 Conn=wye daily=LoadShape_PV1 | 14.4
New Generator.PV338931C0a phases=1 Bus1=SX2785521C.1 kV=.120 kW=14.4 pf=1 Model=1 Conn=wye daily=LoadShape_PV1 | 14.4
New Generator.PV227760021A0b phases=1 Bus1=SX2803199A.2 kV=.120 kW=14.4 pf=1 Model=1 Conn=wye daily=LoadShape_PV1 | 14.4
New Generator.PV260555A0b phases=1 Bus1=SX3048962A.2 kV=.120 kW=14.4 pf=1 Model=1 Conn=wye daily=LoadShape_PV1 | 14.4
New Generator.PV2120126C0b phases=1 Bus1=SX2814529C.2 kV=.120 kW=14.4 pf=1 Model=1 Conn=wye daily=LoadShape_PV1 | 14.4
New Generator.PV2224386863A0a phases=1 Bus1=SX3727710A.1 kV=.120 kW=14.4 pf=1 Model=1 Conn=wye daily=LoadShape_PV1 | 14.4
New Generator.PV225940756B0b phases=1 Bus1=SX2913406B.2 kV=.120 kW=14.4 pf=1 Model=1 Conn=wye daily=LoadShape_PV1 | 14.4
New Generator.PV138262A0a phases=1 Bus1=SX3029502A.1 kV=.120 kW=14.4 pf=1 Model=1 Conn=wye daily=LoadShape_PV1 | 14.4
New Generator.PV21384099A0b phases=1 Bus1=SX3215385A.2 kV=.120 kW=14.4 pf=1 Model=1 Conn=wye daily=LoadShape_PV1 | 14.4
New Generator.PV227760024A0b phases=1 Bus1=SX3215203A.2 kV=.120 kW=14.4 pf=1 Model=1 Conn=wye daily=LoadShape_PV1 | 14.4
New Generator.PV2224237713A0a phases=1 Bus1=SX3649304A.1 kV=.120 kW=14.4 pf=1 Model=1 Conn=wye daily=LoadShape_PV1 | 14.4
New Generator.PV302804C0a phases=1 Bus1=SX3141399C.1 kV=.120 kW=14.4 pf=1 Model=1 Conn=wye daily=LoadShape_PV1 | 14.4
New Generator.PV228532641A0b phases=1 Bus1=SX3091052A.2 kV=.120 kW=14.4 pf=1 Model=1 Conn=wye daily=LoadShape_PV1 | 14.4
New Generator.PV293658C0a phases=1 Bus1=SX3189188C.1 kV=.120 kW=14.4 pf=1 Model=1 Conn=wye daily=LoadShape_PV1 | 14.4
New Generator.PV138652C0b phases=1 Bus1=SX2766718C.2 kV=.120 kW=14.4 pf=1 Model=1 Conn=wye daily=LoadShape_PV1 | 14.4
New Generator.PV228091193B0a phases=1 Bus1=SX3047289B.1 kV=.120 kW=14.4 pf=1 Model=1 Conn=wye daily=LoadShape_PV1 | 14.4
| 4366.8 | 1297.8 | kW
| 4.3668 | 1.2978 | MW
Event Log - 3312 | 0.3639
Hour=0, Sec=30, ControlIter=1, Element=Regulator.vreg4_c, Action= CHANGED 4 TAPS TO 1.025.
Hour=0, Sec=30, ControlIter=1, Element=Regulator.vreg4_b, Action= CHANGED 11 TAPS TO 1.06875.
Hour=0, Sec=30, ControlIter=1, Element=Regulator.vreg4_a, Action= CHANGED 9 TAPS TO 1.05625.
Hour=0, Sec=30, ControlIter=1, Element=Regulator.vreg3_c, Action= CHANGED 2 TAPS TO 1.0125.
Hour=0, Sec=30, ControlIter=1, Element=Regulator.vreg3_b, Action= CHANGED 10 TAPS TO 1.0625.
Hour=0, Sec=30, ControlIter=1, Element=Regulator.vreg3_a, Action= CHANGED 11 TAPS TO 1.06875.
Hour=0, Sec=30, ControlIter=1, Element=Regulator.vreg2_c, Action= CHANGED 2 TAPS TO 1.0125.
Hour=0, Sec=30, ControlIter=1, Element=Regulator.vreg2_b, Action= CHANGED 14 TAPS TO 1.0875.
Hour=0, Sec=30, ControlIter=1, Element=Regulator.vreg2_a, Action= CHANGED 16 TAPS TO 1.1.
Hour=0, Sec=30, ControlIter=1, Element=Regulator.feeder_regc, Action= CHANGED 1 TAPS TO 1.00625.
Hour=0, Sec=30, ControlIter=1, Element=Regulator.feeder_regb, Action= CHANGED 2 TAPS TO 1.0125.
Hour=0, Sec=30, ControlIter=1, Element=Regulator.feeder_rega, Action= CHANGED 2 TAPS TO 1.0125.
Hour=0, Sec=30, ControlIter=2, Element=Regulator.vreg4_b, Action= CHANGED 1 TAPS TO 1.075.
Hour=0, Sec=30, ControlIter=2, Element=Regulator.vreg4_a, Action= CHANGED 3 TAPS TO 1.075.
Hour=0, Sec=30, ControlIter=2, Element=Regulator.vreg3_c, Action= CHANGED -1 TAPS TO 1.00625.
Hour=0, Sec=30, ControlIter=2, Element=Regulator.vreg3_a, Action= CHANGED 5 TAPS TO 1.1.
Hour=0, Sec=30, ControlIter=2, Element=Regulator.vreg2_c, Action= CHANGED -1 TAPS TO 1.00625.
Hour=0, Sec=30, ControlIter=2, Element=Regulator.vreg2_b, Action= CHANGED -6 TAPS TO 1.05.
Hour=0, Sec=30, ControlIter=3, Element=Regulator.vreg4_c, Action= CHANGED 1 TAPS TO 1.03125.
Hour=0, Sec=30, ControlIter=3, Element=Regulator.vreg3_b, Action= CHANGED 1 TAPS TO 1.06875.
Hour=0, Sec=30, ControlIter=3, Element=Regulator.vreg2_b, Action= CHANGED -1 TAPS TO 1.04375.
Hour=0, Sec=30, ControlIter=3, Element=Regulator.vreg2_a, Action= CHANGED -4 TAPS TO 1.075.
Hour=0, Sec=30, ControlIter=4, Element=Regulator.vreg2_b, Action= CHANGED -1 TAPS TO 1.0375.
Hour=0, Sec=30, ControlIter=4, Element=Regulator.vreg2_a, Action= CHANGED -1 TAPS TO 1.06875.
Hour=0, Sec=1800, ControlIter=1, Element=Regulator.vreg2_b, Action= CHANGED -1 TAPS TO 1.03125.
Hour=0, Sec=1920, ControlIter=1, Element=Regulator.vreg2_a, Action= CHANGED -1 TAPS TO 1.0625.
Hour=0, Sec=2670, ControlIter=1, Element=Regulator.vreg2_a, Action= CHANGED -1 TAPS TO 1.05625.
Hour=0, Sec=2940, ControlIter=1, Element=Regulator.vreg2_b, Action= CHANGED -1 TAPS TO 1.025.
Hour=0, Sec=3180, ControlIter=1, Element=Regulator.vreg2_a, Action= CHANGED -1 TAPS TO 1.05.
Hour=0, Sec=3390, ControlIter=1, Element=Regulator.vreg3_b, Action= CHANGED -1 TAPS TO 1.0625.
Hour=0, Sec=3450, ControlIter=1, Element=Regulator.vreg4_a, Action= CHANGED -1 TAPS TO 1.06875.
Hour=0, Sec=3510, ControlIter=1, Element=Regulator.vreg2_a, Action= CHANGED -1 TAPS TO 1.04375.
Hour=1, Sec=300, ControlIter=1, Element=Regulator.vreg4_b, Action= CHANGED -1 TAPS TO 1.06875.
Hour=1, Sec=330, ControlIter=1, Element=Regulator.vreg3_a, Action= CHANGED -1 TAPS TO 1.09375.
Hour=1, Sec=330, ControlIter=1, Element=Regulator.vreg2_a, Action= CHANGED -1 TAPS TO 1.0375.
Hour=1, Sec=570, ControlIter=1, Element=Regulator.vreg4_a, Action= CHANGED -1 TAPS TO 1.0625.
Hour=1, Sec=570, ControlIter=1, Element=Regulator.vreg3_b, Action= CHANGED -1 TAPS TO 1.05625.
Hour=1, Sec=990, ControlIter=1, Element=Regulator.vreg3_a, Action= CHANGED -1 TAPS TO 1.0875.
Hour=1, Sec=990, ControlIter=2, Element=Regulator.vreg4_b, Action= CHANGED -1 TAPS TO 1.0625.
Hour=1, Sec=1260, ControlIter=1, Element=Regulator.vreg4_a, Action= CHANGED -1 TAPS TO 1.05625.
Hour=1, Sec=1590, ControlIter=1, Element=Regulator.vreg3_b, Action= CHANGED -1 TAPS TO 1.05.
Hour=1, Sec=1590, ControlIter=1, Element=Regulator.vreg2_b, Action= CHANGED -1 TAPS TO 1.01875.
Hour=1, Sec=1590, ControlIter=2, Element=Regulator.vreg3_a, Action= CHANGED -1 TAPS TO 1.08125.
Hour=1, Sec=1590, ControlIter=3, Element=Capacitor.capbank2c, Action=**ARMED**, DELAY= 102 SEC
Hour=1, Sec=1590, ControlIter=3, Element=Capacitor.capbank2c, Action=**OPENED**
Hour=1, Sec=1620, ControlIter=1, Element=Regulator.vreg4_b, Action= CHANGED -1 TAPS TO 1.05625.
Hour=1, Sec=1920, ControlIter=1, Element=Regulator.vreg4_a, Action= CHANGED -1 TAPS TO 1.05.
Hour=1, Sec=2040, ControlIter=1, Element=Regulator.vreg3_a, Action= CHANGED -1 TAPS TO 1.075.
Hour=1, Sec=2250, ControlIter=1, Element=Regulator.vreg4_b, Action= CHANGED -1 TAPS TO 1.05.
Hour=1, Sec=2250, ControlIter=1, Element=Regulator.vreg3_b, Action= CHANGED -1 TAPS TO 1.04375.
Hour=1, Sec=2700, ControlIter=1, Element=Regulator.vreg3_a, Action= CHANGED -1 TAPS TO 1.06875.
Hour=1, Sec=2700, ControlIter=1, Element=Regulator.vreg2_a, Action= CHANGED -1 TAPS TO 1.03125.
Hour=1, Sec=2790, ControlIter=1, Element=Regulator.vreg4_a, Action= CHANGED -1 TAPS TO 1.04375.
Hour=1, Sec=3120, ControlIter=1, Element=Regulator.vreg4_b, Action= CHANGED -1 TAPS TO 1.04375.
Hour=1, Sec=3300, ControlIter=1, Element=Regulator.vreg3_b, Action= CHANGED -1 TAPS TO 1.0375.
Hour=1, Sec=3300, ControlIter=2, Element=Regulator.vreg3_a, Action= CHANGED -1 TAPS TO 1.0625.
Hour=2, Sec=90, ControlIter=1, Element=Regulator.vreg4_a, Action= CHANGED -1 TAPS TO 1.0375.
Hour=2, Sec=390, ControlIter=1, Element=Regulator.vreg4_b, Action= CHANGED -1 TAPS TO 1.0375.
Hour=2, Sec=630, ControlIter=1, Element=Regulator.vreg3_a, Action= CHANGED -1 TAPS TO 1.05625.
Hour=2, Sec=840, ControlIter=1, Element=Regulator.vreg3_b, Action= CHANGED -1 TAPS TO 1.03125.
Hour=2, Sec=1080, ControlIter=1, Element=Regulator.vreg4_a, Action= CHANGED -1 TAPS TO 1.03125.
Hour=2, Sec=1290, ControlIter=1, Element=Regulator.vreg2_b, Action= CHANGED 1 TAPS TO 1.025.
Hour=2, Sec=1290, ControlIter=1, Element=Regulator.vreg2_a, Action= CHANGED 1 TAPS TO 1.0375.
Hour=2, Sec=1350, ControlIter=1, Element=Regulator.vreg2_a, Action= CHANGED -1 TAPS TO 1.03125.
Hour=2, Sec=1470, ControlIter=1, Element=Regulator.vreg2_b, Action= CHANGED -1 TAPS TO 1.01875.
Hour=2, Sec=1500, ControlIter=1, Element=Regulator.vreg4_b, Action= CHANGED -1 TAPS TO 1.03125.
Hour=2, Sec=1500, ControlIter=2, Element=Regulator.vreg3_a, Action= CHANGED -1 TAPS TO 1.05.
Hour=2, Sec=1530, ControlIter=1, Element=Regulator.vreg4_b, Action= CHANGED 1 TAPS TO 1.0375.
Hour=2, Sec=1530, ControlIter=1, Element=Regulator.vreg4_a, Action= CHANGED 1 TAPS TO 1.0375.
Hour=2, Sec=1530, ControlIter=1, Element=Regulator.vreg3_a, Action= CHANGED 1 TAPS TO 1.05625.
Hour=2, Sec=1530, ControlIter=1, Element=Regulator.vreg2_b, Action= CHANGED 1 TAPS TO 1.025.
Hour=2, Sec=1530, ControlIter=1, Element=Regulator.vreg2_a, Action= CHANGED 2 TAPS TO 1.04375.
Hour=2, Sec=1560, ControlIter=1, Element=Capacitor.capbank2c, Action=**ARMED**, DELAY= 102 SEC
Hour=2, Sec=1560, ControlIter=1, Element=Regulator.vreg4_c, Action= CHANGED 1 TAPS TO 1.0375.
Hour=2, Sec=1560, ControlIter=1, Element=Regulator.vreg4_b, Action= CHANGED 4 TAPS TO 1.0625.
Hour=2, Sec=1560, ControlIter=1, Element=Regulator.vreg4_a, Action= CHANGED 4 TAPS TO 1.0625.
Hour=2, Sec=1560, ControlIter=1, Element=Regulator.vreg3_b, Action= CHANGED 4 TAPS TO 1.05625.
Hour=2, Sec=1560, ControlIter=1, Element=Regulator.vreg3_a, Action= CHANGED 5 TAPS TO 1.0875.
Hour=2, Sec=1560, ControlIter=1, Element=Regulator.vreg2_b, Action= CHANGED 4 TAPS TO 1.05.
Hour=2, Sec=1560, ControlIter=1, Element=Regulator.vreg2_a, Action= CHANGED 7 TAPS TO 1.0875.
Hour=2, Sec=1560, ControlIter=1, Element=Regulator.feeder_regc, Action= CHANGED 1 TAPS TO 1.0125.
Hour=2, Sec=1560, ControlIter=2, Element=Regulator.vreg4_b, Action= CHANGED 1 TAPS TO 1.06875.
Hour=2, Sec=1560, ControlIter=2, Element=Regulator.vreg4_a, Action= CHANGED 1 TAPS TO 1.06875.
Hour=2, Sec=1560, ControlIter=2, Element=Regulator.vreg3_a, Action= CHANGED 1 TAPS TO 1.09375.
Hour=2, Sec=1560, ControlIter=2, Element=Regulator.vreg2_b, Action= CHANGED -1 TAPS TO 1.04375.
Hour=2, Sec=1560, ControlIter=2, Element=Regulator.vreg2_a, Action= CHANGED -2 TAPS TO 1.075.
Hour=2, Sec=1560, ControlIter=3, Element=Regulator.vreg2_a, Action= CHANGED -2 TAPS TO 1.0625.
Hour=2, Sec=1560, ControlIter=4, Element=Capacitor.capbank2c, Action=**CLOSED**
Hour=2, Sec=1560, ControlIter=5, Element=Regulator.vreg4_c, Action= CHANGED -1 TAPS TO 1.03125.
Hour=2, Sec=1560, ControlIter=5, Element=Regulator.vreg3_c, Action= CHANGED -1 TAPS TO 1.
Hour=2, Sec=1560, ControlIter=5, Element=Regulator.vreg3_b, Action= CHANGED 1 TAPS TO 1.0625.
Hour=2, Sec=1560, ControlIter=5, Element=Regulator.vreg3_a, Action= CHANGED 1 TAPS TO 1.1.
Hour=2, Sec=1560, ControlIter=5, Element=Regulator.vreg2_c, Action= CHANGED -1 TAPS TO 1.
Hour=2, Sec=1560, ControlIter=6, Element=Regulator.vreg2_b, Action= CHANGED -1 TAPS TO 1.0375.
Hour=2, Sec=1560, ControlIter=6, Element=Regulator.vreg2_a, Action= CHANGED -1 TAPS TO 1.05625.
Hour=2, Sec=1590, ControlIter=1, Element=Capacitor.capbank2c, Action=**ARMED**, DELAY= 102 SEC
Hour=2, Sec=1590, ControlIter=1, Element=Regulator.vreg4_c, Action= CHANGED -1 TAPS TO 1.025.
Hour=2, Sec=1590, ControlIter=1, Element=Regulator.vreg4_b, Action= CHANGED -2 TAPS TO 1.05625.
Hour=2, Sec=1590, ControlIter=1, Element=Regulator.vreg4_a, Action= CHANGED -2 TAPS TO 1.05625.
Hour=2, Sec=1590, ControlIter=1, Element=Regulator.vreg3_b, Action= CHANGED -2 TAPS TO 1.05.
Hour=2, Sec=1590, ControlIter=1, Element=Regulator.vreg3_a, Action= CHANGED -2 TAPS TO 1.0875.
Hour=2, Sec=1590, ControlIter=1, Element=Regulator.vreg2_b, Action= CHANGED -3 TAPS TO 1.01875.
Hour=2, Sec=1590, ControlIter=1, Element=Regulator.vreg2_a, Action= CHANGED -4 TAPS TO 1.03125.
Hour=2, Sec=1590, ControlIter=2, Element=Regulator.vreg3_a, Action= CHANGED -1 TAPS TO 1.08125.
Hour=2, Sec=1590, ControlIter=3, Element=Capacitor.capbank2c, Action=**OPENED**
Hour=2, Sec=1590, ControlIter=4, Element=Regulator.vreg2_c, Action= CHANGED 1 TAPS TO 1.00625.
Hour=2, Sec=1620, ControlIter=1, Element=Regulator.vreg4_b, Action= CHANGED -2 TAPS TO 1.04375.
Hour=2, Sec=1620, ControlIter=1, Element=Regulator.vreg4_a, Action= CHANGED -2 TAPS TO 1.04375.
Hour=2, Sec=1620, ControlIter=1, Element=Regulator.vreg3_b, Action= CHANGED -2 TAPS TO 1.0375.
Hour=2, Sec=1620, ControlIter=1, Element=Regulator.vreg3_a, Action= CHANGED -2 TAPS TO 1.06875.
Hour=2, Sec=1620, ControlIter=1, Element=Regulator.vreg2_b, Action= CHANGED -1 TAPS TO 1.0125.
Hour=2, Sec=1620, ControlIter=1, Element=Regulator.vreg2_a, Action= CHANGED -2 TAPS TO 1.01875.
Hour=2, Sec=1620, ControlIter=2, Element=Regulator.vreg2_b, Action= CHANGED 1 TAPS TO 1.01875.
Hour=2, Sec=1620, ControlIter=2, Element=Regulator.vreg2_a, Action= CHANGED 1 TAPS TO 1.025.
Hour=2, Sec=1650, ControlIter=1, Element=Regulator.vreg3_a, Action= CHANGED -1 TAPS TO 1.0625.
Hour=2, Sec=1650, ControlIter=2, Element=Regulator.vreg2_a, Action= CHANGED 1 TAPS TO 1.03125.
Hour=2, Sec=1680, ControlIter=1, Element=Regulator.vreg2_b, Action= CHANGED 1 TAPS TO 1.025.
Hour=2, Sec=1680, ControlIter=1, Element=Regulator.vreg2_a, Action= CHANGED 2 TAPS TO 1.04375.
Hour=2, Sec=1710, ControlIter=1, Element=Regulator.vreg4_b, Action= CHANGED 2 TAPS TO 1.05625.
Hour=2, Sec=1710, ControlIter=1, Element=Regulator.vreg4_a, Action= CHANGED 2 TAPS TO 1.05625.
Hour=2, Sec=1710, ControlIter=1, Element=Regulator.vreg3_b, Action= CHANGED 2 TAPS TO 1.05.
Hour=2, Sec=1710, ControlIter=1, Element=Regulator.vreg3_a, Action= CHANGED 3 TAPS TO 1.08125.
Hour=2, Sec=1710, ControlIter=1, Element=Regulator.vreg2_b, Action= CHANGED 2 TAPS TO 1.0375.
Hour=2, Sec=1710, ControlIter=1, Element=Regulator.vreg2_a, Action= CHANGED 4 TAPS TO 1.06875.
Hour=2, Sec=1710, ControlIter=2, Element=Capacitor.capbank2c, Action=**ARMED**, DELAY= 282 SEC
Hour=2, Sec=1710, ControlIter=2, Element=Regulator.vreg4_c, Action= CHANGED 1 TAPS TO 1.03125.
Hour=2, Sec=1710, ControlIter=2, Element=Regulator.vreg4_b, Action= CHANGED 1 TAPS TO 1.0625.
Hour=2, Sec=1710, ControlIter=2, Element=Regulator.vreg3_a, Action= CHANGED 1 TAPS TO 1.0875.
Hour=2, Sec=1710, ControlIter=2, Element=Regulator.vreg2_c, Action= CHANGED 1 TAPS TO 1.0125.
Hour=2, Sec=1710, ControlIter=2, Element=Regulator.vreg2_a, Action= CHANGED -1 TAPS TO 1.0625.
Hour=2, Sec=1710, ControlIter=3, Element=Regulator.vreg2_a, Action= CHANGED -2 TAPS TO 1.05.
Hour=2, Sec=1710, ControlIter=4, Element=Capacitor.capbank2c, Action=**CLOSED**
Hour=2, Sec=1710, ControlIter=5, Element=Regulator.vreg4_c, Action= CHANGED -1 TAPS TO 1.025.
Hour=2, Sec=1710, ControlIter=5, Element=Regulator.vreg2_c, Action= CHANGED -1 TAPS TO 1.00625.
Hour=2, Sec=1740, ControlIter=1, Element=Capacitor.capbank2c, Action=**ARMED**, DELAY= 102 SEC
Hour=2, Sec=1740, ControlIter=1, Element=Regulator.vreg4_c, Action= CHANGED -1 TAPS TO 1.01875.
Hour=2, Sec=1740, ControlIter=1, Element=Regulator.vreg4_b, Action= CHANGED -2 TAPS TO 1.05.
Hour=2, Sec=1740, ControlIter=1, Element=Regulator.vreg4_a, Action= CHANGED -2 TAPS TO 1.04375.
Hour=2, Sec=1740, ControlIter=1, Element=Regulator.vreg3_b, Action= CHANGED -1 TAPS TO 1.04375.
Hour=2, Sec=1740, ControlIter=1, Element=Regulator.vreg3_a, Action= CHANGED -2 TAPS TO 1.075.
Hour=2, Sec=1740, ControlIter=1, Element=Regulator.vreg2_b, Action= CHANGED -3 TAPS TO 1.01875.
Hour=2, Sec=1740, ControlIter=1, Element=Regulator.vreg2_a, Action= CHANGED -4 TAPS TO 1.025.
Hour=2, Sec=1740, ControlIter=2, Element=Regulator.vreg4_b, Action= CHANGED -1 TAPS TO 1.04375.
Hour=2, Sec=1740, ControlIter=2, Element=Regulator.vreg3_c, Action= CHANGED -1 TAPS TO 0.99375.
Hour=2, Sec=1740, ControlIter=2, Element=Regulator.vreg3_a, Action= CHANGED -1 TAPS TO 1.06875.
Hour=2, Sec=1740, ControlIter=2, Element=Regulator.vreg2_c, Action= CHANGED -1 TAPS TO 1.
Hour=2, Sec=1740, ControlIter=3, Element=Capacitor.capbank2c, Action=**OPENED**
Hour=2, Sec=1740, ControlIter=4, Element=Regulator.vreg4_c, Action= CHANGED 1 TAPS TO 1.025.
Hour=2, Sec=1740, ControlIter=4, Element=Regulator.vreg3_c, Action= CHANGED 1 TAPS TO 1.
Hour=2, Sec=1740, ControlIter=4, Element=Regulator.vreg3_b, Action= CHANGED -1 TAPS TO 1.0375.
Hour=2, Sec=1740, ControlIter=4, Element=Regulator.vreg2_c, Action= CHANGED 2 TAPS TO 1.0125.
Hour=2, Sec=1770, ControlIter=1, Element=Regulator.vreg4_b, Action= CHANGED -1 TAPS TO 1.0375.
Hour=2, Sec=1770, ControlIter=1, Element=Regulator.vreg4_a, Action= CHANGED -1 TAPS TO 1.0375.
Hour=2, Sec=1770, ControlIter=1, Element=Regulator.vreg3_a, Action= CHANGED -1 TAPS TO 1.0625.
Hour=2, Sec=1800, ControlIter=1, Element=Regulator.vreg4_b, Action= CHANGED -1 TAPS TO 1.03125.
Hour=2, Sec=1800, ControlIter=1, Element=Regulator.vreg4_a, Action= CHANGED -1 TAPS TO 1.03125.
Hour=2, Sec=1800, ControlIter=1, Element=Regulator.vreg3_b, Action= CHANGED -1 TAPS TO 1.03125.
Hour=2, Sec=1800, ControlIter=1, Element=Regulator.vreg3_a, Action= CHANGED -2 TAPS TO 1.05.
Hour=2, Sec=1800, ControlIter=1, Element=Regulator.vreg2_c, Action= CHANGED -1 TAPS TO 1.00625.
Hour=2, Sec=1800, ControlIter=1, Element=Regulator.vreg2_b, Action= CHANGED -1 TAPS TO 1.0125.
Hour=2, Sec=1800, ControlIter=1, Element=Regulator.vreg2_a, Action= CHANGED -1 TAPS TO 1.01875.
Hour=2, Sec=1800, ControlIter=2, Element=Regulator.vreg2_a, Action= CHANGED 1 TAPS TO 1.025.
Hour=2, Sec=1860, ControlIter=1, Element=Regulator.vreg4_b, Action= CHANGED 2 TAPS TO 1.04375.
Hour=2, Sec=1860, ControlIter=1, Element=Regulator.vreg4_a, Action= CHANGED 1 TAPS TO 1.0375.
Hour=2, Sec=1860, ControlIter=1, Element=Regulator.vreg3_b, Action= CHANGED 1 TAPS TO 1.0375.
Hour=2, Sec=1860, ControlIter=1, Element=Regulator.vreg3_a, Action= CHANGED 2 TAPS TO 1.0625.
Hour=2, Sec=1860, ControlIter=1, Element=Regulator.vreg2_b, Action= CHANGED 2 TAPS TO 1.025.
Hour=2, Sec=1860, ControlIter=1, Element=Regulator.vreg2_a, Action= CHANGED 4 TAPS TO 1.05.
Hour=2, Sec=1890, ControlIter=1, Element=Regulator.vreg4_b, Action= CHANGED -2 TAPS TO 1.03125.
Hour=2, Sec=1890, ControlIter=1, Element=Regulator.vreg4_a, Action= CHANGED -1 TAPS TO 1.03125.
Hour=2, Sec=1890, ControlIter=1, Element=Regulator.vreg3_b, Action= CHANGED -1 TAPS TO 1.03125.
Hour=2, Sec=1890, ControlIter=1, Element=Regulator.vreg3_a, Action= CHANGED -1 TAPS TO 1.05625.
Hour=2, Sec=1890, ControlIter=1, Element=Regulator.vreg2_b, Action= CHANGED -2 TAPS TO 1.0125.
Hour=2, Sec=1890, ControlIter=1, Element=Regulator.vreg2_a, Action= CHANGED -3 TAPS TO 1.03125.
Hour=2, Sec=1890, ControlIter=2, Element=Regulator.vreg3_a, Action= CHANGED -1 TAPS TO 1.05.
Hour=2, Sec=1920, ControlIter=1, Element=Regulator.vreg4_b, Action= CHANGED 3 TAPS TO 1.05.
Hour=2, Sec=1920, ControlIter=1, Element=Regulator.vreg4_a, Action= CHANGED 3 TAPS TO 1.05.
Hour=2, Sec=1920, ControlIter=1, Element=Regulator.vreg3_b, Action= CHANGED 2 TAPS TO 1.04375.
Hour=2, Sec=1920, ControlIter=1, Element=Regulator.vreg3_a, Action= CHANGED 4 TAPS TO 1.075.
Hour=2, Sec=1920, ControlIter=1, Element=Regulator.vreg2_b, Action= CHANGED 4 TAPS TO 1.0375.
Hour=2, Sec=1920, ControlIter=1, Element=Regulator.vreg2_a, Action= CHANGED 6 TAPS TO 1.06875.
Hour=2, Sec=1920, ControlIter=2, Element=Regulator.vreg4_b, Action= CHANGED 1 TAPS TO 1.05625.
Hour=2, Sec=1920, ControlIter=2, Element=Regulator.vreg4_a, Action= CHANGED 1 TAPS TO 1.05625.
Hour=2, Sec=1920, ControlIter=2, Element=Regulator.vreg3_b, Action= CHANGED 1 TAPS TO 1.05.
Hour=2, Sec=1920, ControlIter=2, Element=Regulator.vreg3_a, Action= CHANGED 1 TAPS TO 1.08125.
Hour=2, Sec=1920, ControlIter=2, Element=Regulator.vreg2_a, Action= CHANGED -1 TAPS TO 1.0625.
Hour=2, Sec=1920, ControlIter=3, Element=Regulator.vreg2_b, Action= CHANGED -1 TAPS TO 1.03125.
Hour=2, Sec=1920, ControlIter=3, Element=Regulator.vreg2_a, Action= CHANGED -1 TAPS TO 1.05625.
Hour=2, Sec=1920, ControlIter=4, Element=Regulator.vreg2_a, Action= CHANGED -1 TAPS TO 1.05.
Hour=2, Sec=1950, ControlIter=1, Element=Capacitor.capbank2c, Action=**ARMED**, DELAY= 192 SEC
Hour=2, Sec=1950, ControlIter=1, Element=Regulator.vreg4_c, Action= CHANGED 1 TAPS TO 1.03125.
Hour=2, Sec=1950, ControlIter=1, Element=Regulator.vreg4_b, Action= CHANGED 1 TAPS TO 1.0625.
Hour=2, Sec=1950, ControlIter=1, Element=Regulator.vreg4_a, Action= CHANGED 1 TAPS TO 1.0625.
Hour=2, Sec=1950, ControlIter=1, Element=Regulator.vreg3_b, Action= CHANGED 1 TAPS TO 1.05625.
Hour=2, Sec=1950, ControlIter=1, Element=Regulator.vreg3_a, Action= CHANGED 1 TAPS TO 1.0875.
Hour=2, Sec=1950, ControlIter=1, Element=Regulator.vreg2_c, Action= CHANGED 1 TAPS TO 1.0125.
Hour=2, Sec=1950, ControlIter=1, Element=Regulator.vreg2_a, Action= CHANGED 1 TAPS TO 1.05625.
Hour=2, Sec=1950, ControlIter=2, Element=Capacitor.capbank2c, Action=**CLOSED**
Hour=2, Sec=1950, ControlIter=3, Element=Regulator.vreg4_c, Action= CHANGED -1 TAPS TO 1.025.
Hour=2, Sec=1950, ControlIter=3, Element=Regulator.vreg3_a, Action= CHANGED 1 TAPS TO 1.09375.
Hour=2, Sec=1950, ControlIter=3, Element=Regulator.vreg2_c, Action= CHANGED -1 TAPS TO 1.00625.
Hour=2, Sec=1950, ControlIter=4, Element=Regulator.vreg2_a, Action= CHANGED -1 TAPS TO 1.05.
Hour=2, Sec=1980, ControlIter=1, Element=Capacitor.capbank2c, Action=**ARMED**, DELAY= 102 SEC
Hour=2, Sec=1980, ControlIter=1, Element=Regulator.vreg4_b, Action= CHANGED -1 TAPS TO 1.05625.
Hour=2, Sec=1980, ControlIter=1, Element=Regulator.vreg4_a, Action= CHANGED -1 TAPS TO 1.05625.
Hour=2, Sec=1980, ControlIter=1, Element=Regulator.vreg3_b, Action= CHANGED -1 TAPS TO 1.05.
Hour=2, Sec=1980, ControlIter=1, Element=Regulator.vreg3_a, Action= CHANGED -2 TAPS TO 1.08125.
Hour=2, Sec=1980, ControlIter=1, Element=Regulator.vreg2_b, Action= CHANGED -2 TAPS TO 1.01875.
Hour=2, Sec=1980, ControlIter=1, Element=Regulator.vreg2_a, Action= CHANGED -3 TAPS TO 1.03125.
Hour=2, Sec=1980, ControlIter=2, Element=Capacitor.capbank2c, Action=**OPENED**
Hour=2, Sec=2010, ControlIter=1, Element=Regulator.vreg4_b, Action= CHANGED -2 TAPS TO 1.04375.
Hour=2, Sec=2010, ControlIter=1, Element=Regulator.vreg4_a, Action= CHANGED -2 TAPS TO 1.04375.
Hour=2, Sec=2010, ControlIter=1, Element=Regulator.vreg3_b, Action= CHANGED -2 TAPS TO 1.0375.
Hour=2, Sec=2010, ControlIter=1, Element=Regulator.vreg3_a, Action= CHANGED -2 TAPS TO 1.06875.
Hour=2, Sec=2010, ControlIter=1, Element=Regulator.vreg2_b, Action= CHANGED -1 TAPS TO 1.0125.
Hour=2, Sec=2010, ControlIter=1, Element=Regulator.vreg2_a, Action= CHANGED -2 TAPS TO 1.01875.
Hour=2, Sec=2010, ControlIter=2, Element=Regulator.vreg2_b, Action= CHANGED 1 TAPS TO 1.01875.
Hour=2, Sec=2010, ControlIter=2, Element=Regulator.vreg2_a, Action= CHANGED 1 TAPS TO 1.025.
Hour=2, Sec=2040, ControlIter=1, Element=Regulator.vreg2_a, Action= CHANGED 1 TAPS TO 1.03125.
Hour=2, Sec=2070, ControlIter=1, Element=Capacitor.capbank2c, Action=**ARMED**, DELAY= 312 SEC
Hour=2, Sec=2070, ControlIter=1, Element=Regulator.vreg4_b, Action= CHANGED 3 TAPS TO 1.0625.
Hour=2, Sec=2070, ControlIter=1, Element=Regulator.vreg4_a, Action= CHANGED 2 TAPS TO 1.05625.
Hour=2, Sec=2070, ControlIter=1, Element=Regulator.vreg3_b, Action= CHANGED 2 TAPS TO 1.05.
Hour=2, Sec=2070, ControlIter=1, Element=Regulator.vreg3_a, Action= CHANGED 3 TAPS TO 1.0875.
Hour=2, Sec=2070, ControlIter=1, Element=Regulator.vreg2_b, Action= CHANGED 4 TAPS TO 1.04375.
Hour=2, Sec=2070, ControlIter=1, Element=Regulator.vreg2_a, Action= CHANGED 5 TAPS TO 1.0625.
Hour=2, Sec=2070, ControlIter=2, Element=Regulator.vreg4_c, Action= CHANGED 1 TAPS TO 1.03125.
Hour=2, Sec=2070, ControlIter=2, Element=Regulator.vreg4_a, Action= CHANGED 1 TAPS TO 1.0625.
Hour=2, Sec=2070, ControlIter=2, Element=Regulator.vreg3_b, Action= CHANGED 1 TAPS TO 1.05625.
Hour=2, Sec=2070, ControlIter=2, Element=Regulator.vreg3_a, Action= CHANGED 1 TAPS TO 1.09375.
Hour=2, Sec=2070, ControlIter=2, Element=Regulator.vreg2_c, Action= CHANGED 1 TAPS TO 1.0125.
Hour=2, Sec=2070, ControlIter=3, Element=Regulator.vreg2_b, Action= CHANGED -1 TAPS TO 1.0375.
Hour=2, Sec=2070, ControlIter=3, Element=Regulator.vreg2_a, Action= CHANGED -1 TAPS TO 1.05625.
Hour=2, Sec=2070, ControlIter=4, Element=Regulator.vreg2_a, Action= CHANGED -1 TAPS TO 1.05.
Hour=2, Sec=2070, ControlIter=5, Element=Capacitor.capbank2c, Action=**CLOSED**
Hour=2, Sec=2070, ControlIter=6, Element=Regulator.vreg4_c, Action= CHANGED -1 TAPS TO 1.025.
Hour=2, Sec=2070, ControlIter=6, Element=Regulator.vreg2_c, Action= CHANGED -1 TAPS TO 1.00625.
Hour=2, Sec=2100, ControlIter=1, Element=Capacitor.capbank2c, Action=**ARMED**, DELAY= 102 SEC
Hour=2, Sec=2100, ControlIter=1, Element=Regulator.vreg4_b, Action= CHANGED -1 TAPS TO 1.05625.
Hour=2, Sec=2100, ControlIter=1, Element=Regulator.vreg4_a, Action= CHANGED -1 TAPS TO 1.05625.
Hour=2, Sec=2100, ControlIter=1, Element=Regulator.vreg3_b, Action= CHANGED -1 TAPS TO 1.05.
Hour=2, Sec=2100, ControlIter=1, Element=Regulator.vreg3_a, Action= CHANGED -2 TAPS TO 1.08125.
Hour=2, Sec=2100, ControlIter=1, Element=Regulator.vreg2_b, Action= CHANGED -2 TAPS TO 1.025.
Hour=2, Sec=2100, ControlIter=1, Element=Regulator.vreg2_a, Action= CHANGED -3 TAPS TO 1.03125.
Hour=2, Sec=2100, ControlIter=2, Element=Capacitor.capbank2c, Action=**OPENED**
Hour=2, Sec=2130, ControlIter=1, Element=Regulator.vreg4_b, Action= CHANGED -1 TAPS TO 1.05.
Hour=2, Sec=2130, ControlIter=1, Element=Regulator.vreg4_a, Action= CHANGED -1 TAPS TO 1.05.
Hour=2, Sec=2130, ControlIter=1, Element=Regulator.vreg3_b, Action= CHANGED -1 TAPS TO 1.04375.
Hour=2, Sec=2130, ControlIter=1, Element=Regulator.vreg3_a, Action= CHANGED -2 TAPS TO 1.06875.
Hour=2, Sec=2130, ControlIter=1, Element=Regulator.vreg2_b, Action= CHANGED -1 TAPS TO 1.01875.
Hour=2, Sec=2130, ControlIter=1, Element=Regulator.vreg2_a, Action= CHANGED -1 TAPS TO 1.025.
Hour=2, Sec=2130, ControlIter=2, Element=Regulator.vreg2_a, Action= CHANGED 1 TAPS TO 1.03125.
Hour=2, Sec=2190, ControlIter=1, Element=Regulator.vreg4_b, Action= CHANGED -2 TAPS TO 1.0375.
Hour=2, Sec=2190, ControlIter=1, Element=Regulator.vreg4_a, Action= CHANGED -2 TAPS TO 1.0375.
Hour=2, Sec=2190, ControlIter=1, Element=Regulator.vreg3_b, Action= CHANGED -2 TAPS TO 1.03125.
Hour=2, Sec=2190, ControlIter=1, Element=Regulator.vreg3_a, Action= CHANGED -2 TAPS TO 1.05625.
Hour=2, Sec=2190, ControlIter=1, Element=Regulator.vreg2_b, Action= CHANGED -2 TAPS TO 1.00625.
Hour=2, Sec=2190, ControlIter=1, Element=Regulator.vreg2_a, Action= CHANGED -2 TAPS TO 1.01875.
Hour=2, Sec=2190, ControlIter=2, Element=Regulator.vreg4_a, Action= CHANGED -1 TAPS TO 1.03125.
Hour=2, Sec=2190, ControlIter=2, Element=Regulator.vreg2_b, Action= CHANGED 1 TAPS TO 1.0125.
Hour=2, Sec=2190, ControlIter=2, Element=Regulator.vreg2_a, Action= CHANGED 1 TAPS TO 1.025.
Hour=2, Sec=2220, ControlIter=1, Element=Regulator.vreg4_b, Action= CHANGED -1 TAPS TO 1.03125.
Hour=2, Sec=2220, ControlIter=1, Element=Regulator.vreg3_a, Action= CHANGED -1 TAPS TO 1.05.
Hour=2, Sec=2250, ControlIter=1, Element=Regulator.vreg2_a, Action= CHANGED 1 TAPS TO 1.03125.
Hour=2, Sec=2460, ControlIter=1, Element=Regulator.vreg4_a, Action= CHANGED -1 TAPS TO 1.025.
Hour=2, Sec=2460, ControlIter=1, Element=Regulator.vreg3_b, Action= CHANGED -1 TAPS TO 1.025.
Hour=2, Sec=2640, ControlIter=1, Element=Regulator.vreg4_a, Action= CHANGED 1 TAPS TO 1.03125.
Hour=2, Sec=2640, ControlIter=1, Element=Regulator.vreg3_b, Action= CHANGED 1 TAPS TO 1.03125.
Hour=2, Sec=2640, ControlIter=1, Element=Regulator.vreg3_a, Action= CHANGED 1 TAPS TO 1.05625.
Hour=2, Sec=2640, ControlIter=1, Element=Regulator.vreg2_b, Action= CHANGED 2 TAPS TO 1.025.
Hour=2, Sec=2640, ControlIter=1, Element=Regulator.vreg2_a, Action= CHANGED 1 TAPS TO 1.0375.
Hour=2, Sec=2700, ControlIter=1, Element=Regulator.vreg3_a, Action= CHANGED -1 TAPS TO 1.05.
Hour=2, Sec=2700, ControlIter=1, Element=Regulator.vreg2_b, Action= CHANGED -1 TAPS TO 1.01875.
Hour=2, Sec=2700, ControlIter=1, Element=Regulator.vreg2_a, Action= CHANGED -1 TAPS TO 1.03125.
Hour=2, Sec=2760, ControlIter=1, Element=Regulator.vreg4_a, Action= CHANGED -1 TAPS TO 1.025.
Hour=2, Sec=2760, ControlIter=1, Element=Regulator.vreg3_b, Action= CHANGED -1 TAPS TO 1.025.
Hour=2, Sec=2760, ControlIter=1, Element=Regulator.vreg2_b, Action= CHANGED -1 TAPS TO 1.0125.
Hour=2, Sec=2790, ControlIter=1, Element=Regulator.vreg2_b, Action= CHANGED 2 TAPS TO 1.025.
Hour=2, Sec=2790, ControlIter=1, Element=Regulator.vreg2_a, Action= CHANGED 1 TAPS TO 1.0375.
Hour=2, Sec=2820, ControlIter=1, Element=Capacitor.capbank2c, Action=**ARMED**, DELAY= 102 SEC
Hour=2, Sec=2820, ControlIter=1, Element=Regulator.vreg4_b, Action= CHANGED 4 TAPS TO 1.05625.
Hour=2, Sec=2820, ControlIter=1, Element=Regulator.vreg4_a, Action= CHANGED 5 TAPS TO 1.05625.
Hour=2, Sec=2820, ControlIter=1, Element=Regulator.vreg3_b, Action= CHANGED 4 TAPS TO 1.05.
Hour=2, Sec=2820, ControlIter=1, Element=Regulator.vreg3_a, Action= CHANGED 6 TAPS TO 1.0875.
Hour=2, Sec=2820, ControlIter=1, Element=Regulator.vreg2_b, Action= CHANGED 4 TAPS TO 1.05.
Hour=2, Sec=2820, ControlIter=1, Element=Regulator.vreg2_a, Action= CHANGED 7 TAPS TO 1.08125.
Hour=2, Sec=2820, ControlIter=2, Element=Regulator.vreg4_c, Action= CHANGED 1 TAPS TO 1.03125.
Hour=2, Sec=2820, ControlIter=2, Element=Regulator.vreg4_b, Action= CHANGED 1 TAPS TO 1.0625.
Hour=2, Sec=2820, ControlIter=2, Element=Regulator.vreg4_a, Action= CHANGED 1 TAPS TO 1.0625.
Hour=2, Sec=2820, ControlIter=2, Element=Regulator.vreg3_b, Action= CHANGED 1 TAPS TO 1.05625.
Hour=2, Sec=2820, ControlIter=2, Element=Regulator.vreg2_c, Action= CHANGED 1 TAPS TO 1.0125.
Hour=2, Sec=2820, ControlIter=2, Element=Regulator.vreg2_b, Action= CHANGED -1 TAPS TO 1.04375.
Hour=2, Sec=2820, ControlIter=2, Element=Regulator.vreg2_a, Action= CHANGED -2 TAPS TO 1.06875.
Hour=2, Sec=2820, ControlIter=3, Element=Regulator.vreg3_a, Action= CHANGED 1 TAPS TO 1.09375.
Hour=2, Sec=2820, ControlIter=3, Element=Regulator.vreg2_b, Action= CHANGED -1 TAPS TO 1.0375.
Hour=2, Sec=2820, ControlIter=3, Element=Regulator.vreg2_a, Action= CHANGED -1 TAPS TO 1.0625.
Hour=2, Sec=2820, ControlIter=4, Element=Regulator.vreg2_a, Action= CHANGED -2 TAPS TO 1.05.
Hour=2, Sec=2820, ControlIter=5, Element=Capacitor.capbank2c, Action=**CLOSED**
Hour=2, Sec=2820, ControlIter=6, Element=Regulator.vreg4_c, Action= CHANGED -1 TAPS TO 1.025.
Hour=2, Sec=2820, ControlIter=6, Element=Regulator.vreg2_c, Action= CHANGED -1 TAPS TO 1.00625.
Hour=2, Sec=2880, ControlIter=1, Element=Capacitor.capbank2c, Action=**ARMED**, DELAY= 102 SEC
Hour=2, Sec=2880, ControlIter=1, Element=Regulator.vreg3_a, Action= CHANGED -1 TAPS TO 1.0875.
Hour=2, Sec=2880, ControlIter=1, Element=Regulator.vreg2_b, Action= CHANGED -2 TAPS TO 1.025.
Hour=2, Sec=2880, ControlIter=1, Element=Regulator.vreg2_a, Action= CHANGED -2 TAPS TO 1.0375.
Hour=2, Sec=2880, ControlIter=2, Element=Capacitor.capbank2c, Action=**OPENED**
Hour=2, Sec=2910, ControlIter=1, Element=Regulator.vreg4_b, Action= CHANGED -1 TAPS TO 1.05625.
Hour=2, Sec=2910, ControlIter=1, Element=Regulator.vreg4_a, Action= CHANGED -2 TAPS TO 1.05.
Hour=2, Sec=2910, ControlIter=1, Element=Regulator.vreg3_b, Action= CHANGED -1 TAPS TO 1.05.
Hour=2, Sec=2910, ControlIter=1, Element=Regulator.vreg3_a, Action= CHANGED -2 TAPS TO 1.075.
Hour=2, Sec=2910, ControlIter=1, Element=Regulator.vreg2_b, Action= CHANGED -2 TAPS TO 1.0125.
Hour=2, Sec=2910, ControlIter=1, Element=Regulator.vreg2_a, Action= CHANGED -1 TAPS TO 1.03125.
Hour=2, Sec=2940, ControlIter=1, Element=Regulator.vreg4_b, Action= CHANGED -2 TAPS TO 1.04375.
Hour=2, Sec=2940, ControlIter=1, Element=Regulator.vreg4_a, Action= CHANGED -2 TAPS TO 1.0375.
Hour=2, Sec=2940, ControlIter=1, Element=Regulator.vreg3_b, Action= CHANGED -2 TAPS TO 1.0375.
Hour=2, Sec=2940, ControlIter=1, Element=Regulator.vreg3_a, Action= CHANGED -2 TAPS TO 1.0625.
Hour=2, Sec=2940, ControlIter=1, Element=Regulator.vreg2_b, Action= CHANGED -1 TAPS TO 1.00625.
Hour=2, Sec=2940, ControlIter=1, Element=Regulator.vreg2_a, Action= CHANGED -2 TAPS TO 1.01875.
Hour=2, Sec=2940, ControlIter=2, Element=Regulator.vreg2_b, Action= CHANGED 1 TAPS TO 1.0125.
Hour=2, Sec=2940, ControlIter=2, Element=Regulator.vreg2_a, Action= CHANGED 1 TAPS TO 1.025.
Hour=2, Sec=3000, ControlIter=1, Element=Regulator.vreg4_b, Action= CHANGED 2 TAPS TO 1.05625.
Hour=2, Sec=3000, ControlIter=1, Element=Regulator.vreg4_a, Action= CHANGED 2 TAPS TO 1.05.
Hour=2, Sec=3000, ControlIter=1, Element=Regulator.vreg3_b, Action= CHANGED 2 TAPS TO 1.05.
Hour=2, Sec=3000, ControlIter=1, Element=Regulator.vreg3_a, Action= CHANGED 2 TAPS TO 1.075.
Hour=2, Sec=3000, ControlIter=1, Element=Regulator.vreg2_b, Action= CHANGED 3 TAPS TO 1.03125.
Hour=2, Sec=3000, ControlIter=1, Element=Regulator.vreg2_a, Action= CHANGED 5 TAPS TO 1.05625.
Hour=2, Sec=3000, ControlIter=2, Element=Regulator.vreg4_a, Action= CHANGED 1 TAPS TO 1.05625.
Hour=2, Sec=3000, ControlIter=2, Element=Regulator.vreg3_a, Action= CHANGED 1 TAPS TO 1.08125.
Hour=2, Sec=3000, ControlIter=3, Element=Regulator.vreg2_a, Action= CHANGED -1 TAPS TO 1.05.
Hour=2, Sec=3030, ControlIter=1, Element=Capacitor.capbank2c, Action=**ARMED**, DELAY= 252 SEC
Hour=2, Sec=3030, ControlIter=1, Element=Regulator.vreg4_c, Action= CHANGED 1 TAPS TO 1.03125.
Hour=2, Sec=3030, ControlIter=1, Element=Regulator.vreg4_b, Action= CHANGED 1 TAPS TO 1.0625.
Hour=2, Sec=3030, ControlIter=1, Element=Regulator.vreg4_a, Action= CHANGED 1 TAPS TO 1.0625.
Hour=2, Sec=3030, ControlIter=1, Element=Regulator.vreg3_b, Action= CHANGED 1 TAPS TO 1.05625.
Hour=2, Sec=3030, ControlIter=1, Element=Regulator.vreg3_a, Action= CHANGED 1 TAPS TO 1.0875.
Hour=2, Sec=3030, ControlIter=1, Element=Regulator.vreg2_c, Action= CHANGED 1 TAPS TO 1.0125.
Hour=2, Sec=3030, ControlIter=1, Element=Regulator.vreg2_a, Action= CHANGED 1 TAPS TO 1.05625.
Hour=2, Sec=3030, ControlIter=2, Element=Capacitor.capbank2c, Action=**CLOSED**
Hour=2, Sec=3030, ControlIter=3, Element=Regulator.vreg4_c, Action= CHANGED -1 TAPS TO 1.025.
Hour=2, Sec=3030, ControlIter=3, Element=Regulator.vreg2_c, Action= CHANGED -1 TAPS TO 1.00625.
Hour=2, Sec=3060, ControlIter=1, Element=Regulator.vreg3_a, Action= CHANGED 1 TAPS TO 1.09375.
Hour=2, Sec=3090, ControlIter=1, Element=Regulator.vreg2_a, Action= CHANGED -1 TAPS TO 1.05.
Hour=2, Sec=3120, ControlIter=1, Element=Capacitor.capbank2c, Action=**ARMED**, DELAY= 102 SEC
Hour=2, Sec=3120, ControlIter=1, Element=Regulator.vreg4_b, Action= CHANGED -1 TAPS TO 1.05625.
Hour=2, Sec=3120, ControlIter=1, Element=Regulator.vreg4_a, Action= CHANGED -1 TAPS TO 1.05625.
Hour=2, Sec=3120, ControlIter=1, Element=Regulator.vreg3_b, Action= CHANGED -1 TAPS TO 1.05.
Hour=2, Sec=3120, ControlIter=1, Element=Regulator.vreg3_a, Action= CHANGED -2 TAPS TO 1.08125.
Hour=2, Sec=3120, ControlIter=1, Element=Regulator.vreg2_b, Action= CHANGED -2 TAPS TO 1.01875.
Hour=2, Sec=3120, ControlIter=1, Element=Regulator.vreg2_a, Action= CHANGED -2 TAPS TO 1.0375.
Hour=2, Sec=3120, ControlIter=2, Element=Capacitor.capbank2c, Action=**OPENED**
Hour=2, Sec=3150, ControlIter=1, Element=Regulator.vreg4_a, Action= CHANGED -1 TAPS TO 1.05.
Hour=2, Sec=3150, ControlIter=1, Element=Regulator.vreg3_a, Action= CHANGED -1 TAPS TO 1.075.
Hour=2, Sec=3210, ControlIter=1, Element=Regulator.vreg4_b, Action= CHANGED -1 TAPS TO 1.05.
Hour=2, Sec=3210, ControlIter=1, Element=Regulator.vreg3_b, Action= CHANGED -1 TAPS TO 1.04375.
Hour=2, Sec=3240, ControlIter=1, Element=Capacitor.capbank2c, Action=**ARMED**, DELAY= 282 SEC
Hour=2, Sec=3240, ControlIter=1, Element=Regulator.vreg4_c, Action= CHANGED 1 TAPS TO 1.03125.
Hour=2, Sec=3240, ControlIter=1, Element=Regulator.vreg4_b, Action= CHANGED 2 TAPS TO 1.0625.
Hour=2, Sec=3240, ControlIter=1, Element=Regulator.vreg4_a, Action= CHANGED 2 TAPS TO 1.0625.
Hour=2, Sec=3240, ControlIter=1, Element=Regulator.vreg3_b, Action= CHANGED 2 TAPS TO 1.05625.
Hour=2, Sec=3240, ControlIter=1, Element=Regulator.vreg3_a, Action= CHANGED 2 TAPS TO 1.0875.
Hour=2, Sec=3240, ControlIter=1, Element=Regulator.vreg2_b, Action= CHANGED 3 TAPS TO 1.0375.
Hour=2, Sec=3240, ControlIter=1, Element=Regulator.vreg2_a, Action= CHANGED 4 TAPS TO 1.0625.
Hour=2, Sec=3240, ControlIter=2, Element=Regulator.vreg3_a, Action= CHANGED 1 TAPS TO 1.09375.
Hour=2, Sec=3240, ControlIter=2, Element=Regulator.vreg2_c, Action= CHANGED 1 TAPS TO 1.0125.
Hour=2, Sec=3240, ControlIter=3, Element=Regulator.vreg2_a, Action= CHANGED -1 TAPS TO 1.05625.
Hour=2, Sec=3240, ControlIter=4, Element=Capacitor.capbank2c, Action=**CLOSED**
Hour=2, Sec=3240, ControlIter=5, Element=Regulator.vreg4_b, Action= CHANGED 1 TAPS TO 1.06875.
Hour=2, Sec=3240, ControlIter=5, Element=Regulator.vreg2_c, Action= CHANGED -1 TAPS TO 1.00625.
Hour=2, Sec=3300, ControlIter=1, Element=Regulator.vreg4_c, Action= CHANGED -1 TAPS TO 1.025.
Hour=2, Sec=3300, ControlIter=1, Element=Regulator.vreg2_b, Action= CHANGED -1 TAPS TO 1.03125.
Hour=2, Sec=3300, ControlIter=1, Element=Regulator.vreg2_a, Action= CHANGED -1 TAPS TO 1.05.
Hour=2, Sec=3330, ControlIter=1, Element=Capacitor.capbank2c, Action=**ARMED**, DELAY= 102 SEC
Hour=2, Sec=3330, ControlIter=1, Element=Regulator.vreg4_b, Action= CHANGED -1 TAPS TO 1.0625.
Hour=2, Sec=3330, ControlIter=1, Element=Regulator.vreg4_a, Action= CHANGED -1 TAPS TO 1.05625.
Hour=2, Sec=3330, ControlIter=1, Element=Regulator.vreg3_b, Action= CHANGED -1 TAPS TO 1.05.
Hour=2, Sec=3330, ControlIter=1, Element=Regulator.vreg3_a, Action= CHANGED -2 TAPS TO 1.08125.
Hour=2, Sec=3330, ControlIter=1, Element=Regulator.vreg2_b, Action= CHANGED -2 TAPS TO 1.01875.
Hour=2, Sec=3330, ControlIter=1, Element=Regulator.vreg2_a, Action= CHANGED -2 TAPS TO 1.0375.
Hour=2, Sec=3330, ControlIter=2, Element=Capacitor.capbank2c, Action=**OPENED**
Hour=2, Sec=3330, ControlIter=3, Element=Regulator.vreg4_b, Action= CHANGED -1 TAPS TO 1.05625.
Hour=2, Sec=3420, ControlIter=1, Element=Regulator.vreg4_b, Action= CHANGED -3 TAPS TO 1.0375.
Hour=2, Sec=3420, ControlIter=1, Element=Regulator.vreg4_a, Action= CHANGED -3 TAPS TO 1.0375.
Hour=2, Sec=3420, ControlIter=1, Element=Regulator.vreg3_b, Action= CHANGED -2 TAPS TO 1.0375.
Hour=2, Sec=3420, ControlIter=1, Element=Regulator.vreg3_a, Action= CHANGED -3 TAPS TO 1.0625.
Hour=2, Sec=3420, ControlIter=1, Element=Regulator.vreg2_b, Action= CHANGED -2 TAPS TO 1.00625.
Hour=2, Sec=3420, ControlIter=1, Element=Regulator.vreg2_a, Action= CHANGED -4 TAPS TO 1.0125.
Hour=2, Sec=3420, ControlIter=2, Element=Regulator.vreg4_b, Action= CHANGED -1 TAPS TO 1.03125.
Hour=2, Sec=3420, ControlIter=2, Element=Regulator.vreg4_a, Action= CHANGED -1 TAPS TO 1.03125.
Hour=2, Sec=3420, ControlIter=2, Element=Regulator.vreg3_b, Action= CHANGED -1 TAPS TO 1.03125.
Hour=2, Sec=3420, ControlIter=2, Element=Regulator.vreg3_a, Action= CHANGED -1 TAPS TO 1.05625.
Hour=2, Sec=3420, ControlIter=3, Element=Regulator.vreg2_b, Action= CHANGED 1 TAPS TO 1.0125.
Hour=2, Sec=3420, ControlIter=3, Element=Regulator.vreg2_a, Action= CHANGED 1 TAPS TO 1.01875.
Hour=2, Sec=3450, ControlIter=1, Element=Regulator.vreg4_b, Action= CHANGED 2 TAPS TO 1.04375.
Hour=2, Sec=3450, ControlIter=1, Element=Regulator.vreg4_a, Action= CHANGED 2 TAPS TO 1.04375.
Hour=2, Sec=3450, ControlIter=1, Element=Regulator.vreg3_b, Action= CHANGED 2 TAPS TO 1.04375.
Hour=2, Sec=3450, ControlIter=1, Element=Regulator.vreg3_a, Action= CHANGED 2 TAPS TO 1.06875.
Hour=2, Sec=3450, ControlIter=1, Element=Regulator.vreg2_b, Action= CHANGED 3 TAPS TO 1.03125.
Hour=2, Sec=3450, ControlIter=1, Element=Regulator.vreg2_a, Action= CHANGED 5 TAPS TO 1.05.
Hour=2, Sec=3450, ControlIter=2, Element=Regulator.vreg4_b, Action= CHANGED 1 TAPS TO 1.05.
Hour=2, Sec=3450, ControlIter=2, Element=Regulator.vreg4_a, Action= CHANGED 1 TAPS TO 1.05.
Hour=2, Sec=3450, ControlIter=2, Element=Regulator.vreg3_a, Action= CHANGED 1 TAPS TO 1.075.
Hour=2, Sec=3480, ControlIter=1, Element=Regulator.vreg4_b, Action= CHANGED -2 TAPS TO 1.0375.
Hour=2, Sec=3480, ControlIter=1, Element=Regulator.vreg4_a, Action= CHANGED -2 TAPS TO 1.0375.
Hour=2, Sec=3480, ControlIter=1, Element=Regulator.vreg3_b, Action= CHANGED -2 TAPS TO 1.03125.
Hour=2, Sec=3480, ControlIter=1, Element=Regulator.vreg3_a, Action= CHANGED -2 TAPS TO 1.0625.
Hour=2, Sec=3480, ControlIter=1, Element=Regulator.vreg2_b, Action= CHANGED -2 TAPS TO 1.01875.
Hour=2, Sec=3480, ControlIter=1, Element=Regulator.vreg2_a, Action= CHANGED -4 TAPS TO 1.025.
Hour=2, Sec=3480, ControlIter=2, Element=Regulator.vreg3_a, Action= CHANGED -1 TAPS TO 1.05625.
Hour=2, Sec=3510, ControlIter=1, Element=Regulator.vreg3_a, Action= CHANGED 1 TAPS TO 1.0625.
Hour=2, Sec=3510, ControlIter=1, Element=Regulator.vreg2_b, Action= CHANGED 1 TAPS TO 1.025.
Hour=2, Sec=3510, ControlIter=1, Element=Regulator.vreg2_a, Action= CHANGED 2 TAPS TO 1.0375.
Hour=2, Sec=3540, ControlIter=1, Element=Capacitor.capbank2a, Action=**ARMED**, DELAY= 100 SEC
Hour=2, Sec=3540, ControlIter=1, Element=Regulator.vreg4_b, Action= CHANGED -1 TAPS TO 1.03125.
Hour=2, Sec=3540, ControlIter=1, Element=Regulator.vreg4_a, Action= CHANGED -2 TAPS TO 1.025.
Hour=2, Sec=3540, ControlIter=1, Element=Regulator.vreg3_b, Action= CHANGED -1 TAPS TO 1.025.
Hour=2, Sec=3540, ControlIter=1, Element=Regulator.vreg3_a, Action= CHANGED -2 TAPS TO 1.05.
Hour=2, Sec=3540, ControlIter=1, Element=Regulator.vreg2_b, Action= CHANGED -1 TAPS TO 1.01875.
Hour=2, Sec=3540, ControlIter=1, Element=Regulator.vreg2_a, Action= CHANGED -3 TAPS TO 1.01875.
Hour=2, Sec=3540, ControlIter=2, Element=Capacitor.capbank2a, Action=**RESET**
Hour=2, Sec=3570, ControlIter=1, Element=Regulator.vreg2_a, Action= CHANGED 2 TAPS TO 1.03125.
Hour=3, Sec=0, ControlIter=1, Element=Regulator.vreg4_b, Action= CHANGED 2 TAPS TO 1.04375.
Hour=3, Sec=0, ControlIter=1, Element=Regulator.vreg4_a, Action= CHANGED 2 TAPS TO 1.0375.
Hour=3, Sec=0, ControlIter=1, Element=Regulator.vreg3_b, Action= CHANGED 2 TAPS TO 1.0375.
Hour=3, Sec=0, ControlIter=1, Element=Regulator.vreg3_a, Action= CHANGED 2 TAPS TO 1.0625.
Hour=3, Sec=0, ControlIter=1, Element=Regulator.vreg2_b, Action= CHANGED 2 TAPS TO 1.03125.
Hour=3, Sec=0, ControlIter=1, Element=Regulator.vreg2_a, Action= CHANGED 3 TAPS TO 1.05.
Hour=3, Sec=30, ControlIter=1, Element=Regulator.vreg4_b, Action= CHANGED -2 TAPS TO 1.03125.
Hour=3, Sec=30, ControlIter=1, Element=Regulator.vreg4_a, Action= CHANGED -1 TAPS TO 1.03125.
Hour=3, Sec=30, ControlIter=1, Element=Regulator.vreg3_b, Action= CHANGED -2 TAPS TO 1.025.
Hour=3, Sec=30, ControlIter=1, Element=Regulator.vreg3_a, Action= CHANGED -2 TAPS TO 1.05.
Hour=3, Sec=30, ControlIter=1, Element=Regulator.vreg2_b, Action= CHANGED -3 TAPS TO 1.0125.
Hour=3, Sec=30, ControlIter=1, Element=Regulator.vreg2_a, Action= CHANGED -4 TAPS TO 1.025.
Hour=3, Sec=90, ControlIter=1, Element=Regulator.vreg4_b, Action= CHANGED 3 TAPS TO 1.05.
Hour=3, Sec=90, ControlIter=1, Element=Regulator.vreg4_a, Action= CHANGED 2 TAPS TO 1.04375.
Hour=3, Sec=90, ControlIter=1, Element=Regulator.vreg3_b, Action= CHANGED 2 TAPS TO 1.0375.
Hour=3, Sec=90, ControlIter=1, Element=Regulator.vreg3_a, Action= CHANGED 4 TAPS TO 1.075.
Hour=3, Sec=90, ControlIter=1, Element=Regulator.vreg2_b, Action= CHANGED 4 TAPS TO 1.0375.
Hour=3, Sec=90, ControlIter=1, Element=Regulator.vreg2_a, Action= CHANGED 6 TAPS TO 1.0625.
Hour=3, Sec=90, ControlIter=2, Element=Regulator.vreg4_a, Action= CHANGED 1 TAPS TO 1.05.
Hour=3, Sec=90, ControlIter=2, Element=Regulator.vreg3_b, Action= CHANGED 1 TAPS TO 1.04375.
Hour=3, Sec=90, ControlIter=2, Element=Regulator.vreg2_a, Action= CHANGED -1 TAPS TO 1.05625.
Hour=3, Sec=120, ControlIter=1, Element=Regulator.vreg2_a, Action= CHANGED -1 TAPS TO 1.05.
Hour=3, Sec=150, ControlIter=1, Element=Regulator.vreg4_b, Action= CHANGED -2 TAPS TO 1.0375.
Hour=3, Sec=150, ControlIter=1, Element=Regulator.vreg4_a, Action= CHANGED -2 TAPS TO 1.0375.
Hour=3, Sec=150, ControlIter=1, Element=Regulator.vreg3_b, Action= CHANGED -2 TAPS TO 1.03125.
Hour=3, Sec=150, ControlIter=1, Element=Regulator.vreg3_a, Action= CHANGED -2 TAPS TO 1.0625.
Hour=3, Sec=150, ControlIter=1, Element=Regulator.vreg2_b, Action= CHANGED -4 TAPS TO 1.0125.
Hour=3, Sec=150, ControlIter=1, Element=Regulator.vreg2_a, Action= CHANGED -5 TAPS TO 1.01875.
Hour=3, Sec=150, ControlIter=2, Element=Regulator.vreg4_b, Action= CHANGED -1 TAPS TO 1.03125.
Hour=3, Sec=150, ControlIter=2, Element=Regulator.vreg4_a, Action= CHANGED -1 TAPS TO 1.03125.
Hour=3, Sec=150, ControlIter=2, Element=Regulator.vreg3_a, Action= CHANGED -2 TAPS TO 1.05.
Hour=3, Sec=150, ControlIter=3, Element=Regulator.vreg2_a, Action= CHANGED 1 TAPS TO 1.025.
Hour=3, Sec=210, ControlIter=1, Element=Regulator.vreg4_a, Action= CHANGED -1 TAPS TO 1.025.
Hour=3, Sec=210, ControlIter=1, Element=Regulator.vreg3_b, Action= CHANGED -1 TAPS TO 1.025.
Hour=3, Sec=360, ControlIter=1, Element=Regulator.vreg4_b, Action= CHANGED 1 TAPS TO 1.0375.
Hour=3, Sec=360, ControlIter=1, Element=Regulator.vreg4_a, Action= CHANGED 2 TAPS TO 1.0375.
Hour=3, Sec=360, ControlIter=1, Element=Regulator.vreg3_b, Action= CHANGED 1 TAPS TO 1.03125.
Hour=3, Sec=360, ControlIter=1, Element=Regulator.vreg3_a, Action= CHANGED 1 TAPS TO 1.05625.
Hour=3, Sec=360, ControlIter=1, Element=Regulator.vreg2_b, Action= CHANGED 2 TAPS TO 1.025.
Hour=3, Sec=360, ControlIter=1, Element=Regulator.vreg2_a, Action= CHANGED 3 TAPS TO 1.04375.
Hour=3, Sec=390, ControlIter=1, Element=Regulator.vreg4_b, Action= CHANGED 1 TAPS TO 1.04375.
Hour=3, Sec=390, ControlIter=1, Element=Regulator.vreg4_a, Action= CHANGED 1 TAPS TO 1.04375.
Hour=3, Sec=390, ControlIter=1, Element=Regulator.vreg3_b, Action= CHANGED 1 TAPS TO 1.0375.
Hour=3, Sec=390, ControlIter=1, Element=Regulator.vreg3_a, Action= CHANGED 2 TAPS TO 1.06875.
Hour=3, Sec=390, ControlIter=1, Element=Regulator.vreg2_b, Action= CHANGED 2 TAPS TO 1.0375.
Hour=3, Sec=390, ControlIter=1, Element=Regulator.vreg2_a, Action= CHANGED 2 TAPS TO 1.05625.
Hour=3, Sec=390, ControlIter=2, Element=Regulator.vreg2_a, Action= CHANGED -1 TAPS TO 1.05.
Hour=3, Sec=420, ControlIter=1, Element=Regulator.vreg4_b, Action= CHANGED 1 TAPS TO 1.05.
Hour=3, Sec=420, ControlIter=1, Element=Regulator.vreg3_b, Action= CHANGED 1 TAPS TO 1.04375.
Hour=3, Sec=420, ControlIter=1, Element=Regulator.vreg3_a, Action= CHANGED 1 TAPS TO 1.075.
Hour=3, Sec=420, ControlIter=2, Element=Regulator.vreg2_b, Action= CHANGED -1 TAPS TO 1.03125.
Hour=3, Sec=450, ControlIter=1, Element=Regulator.vreg2_a, Action= CHANGED -1 TAPS TO 1.04375.
Hour=3, Sec=480, ControlIter=1, Element=Regulator.vreg4_b, Action= CHANGED -1 TAPS TO 1.04375.
Hour=3, Sec=480, ControlIter=1, Element=Regulator.vreg3_b, Action= CHANGED -1 TAPS TO 1.0375.
Hour=3, Sec=480, ControlIter=1, Element=Regulator.vreg3_a, Action= CHANGED -1 TAPS TO 1.06875.
Hour=3, Sec=480, ControlIter=1, Element=Regulator.vreg2_b, Action= CHANGED -2 TAPS TO 1.01875.
Hour=3, Sec=480, ControlIter=1, Element=Regulator.vreg2_a, Action= CHANGED -2 TAPS TO 1.03125.
Hour=3, Sec=480, ControlIter=2, Element=Regulator.vreg3_a, Action= CHANGED -1 TAPS TO 1.0625.
Hour=3, Sec=510, ControlIter=1, Element=Regulator.vreg4_b, Action= CHANGED 1 TAPS TO 1.05.
Hour=3, Sec=510, ControlIter=1, Element=Regulator.vreg4_a, Action= CHANGED 1 TAPS TO 1.05.
Hour=3, Sec=510, ControlIter=1, Element=Regulator.vreg3_b, Action= CHANGED 1 TAPS TO 1.04375.
Hour=3, Sec=510, ControlIter=1, Element=Regulator.vreg3_a, Action= CHANGED 2 TAPS TO 1.075.
Hour=3, Sec=510, ControlIter=1, Element=Regulator.vreg2_b, Action= CHANGED 2 TAPS TO 1.03125.
Hour=3, Sec=510, ControlIter=1, Element=Regulator.vreg2_a, Action= CHANGED 3 TAPS TO 1.05.
Hour=3, Sec=540, ControlIter=1, Element=Regulator.vreg4_b, Action= CHANGED 1 TAPS TO 1.05625.
Hour=3, Sec=540, ControlIter=1, Element=Regulator.vreg4_a, Action= CHANGED 1 TAPS TO 1.05625.
Hour=3, Sec=540, ControlIter=1, Element=Regulator.vreg3_b, Action= CHANGED 1 TAPS TO 1.05.
Hour=3, Sec=540, ControlIter=1, Element=Regulator.vreg3_a, Action= CHANGED 1 TAPS TO 1.08125.
Hour=3, Sec=540, ControlIter=1, Element=Regulator.vreg2_a, Action= CHANGED 1 TAPS TO 1.05625.
Hour=3, Sec=570, ControlIter=1, Element=Capacitor.capbank2c, Action=**ARMED**, DELAY= 102 SEC
Hour=3, Sec=570, ControlIter=1, Element=Regulator.vreg4_c, Action= CHANGED 1 TAPS TO 1.03125.
Hour=3, Sec=570, ControlIter=2, Element=Capacitor.capbank2c, Action=**RESET**
Hour=3, Sec=600, ControlIter=1, Element=Regulator.vreg2_a, Action= CHANGED -1 TAPS TO 1.05.
Hour=3, Sec=630, ControlIter=1, Element=Regulator.vreg3_a, Action= CHANGED 1 TAPS TO 1.0875.
Hour=3, Sec=630, ControlIter=2, Element=Capacitor.capbank2c, Action=**ARMED**, DELAY= 102 SEC
Hour=3, Sec=630, ControlIter=2, Element=Capacitor.capbank2c, Action=**CLOSED**
Hour=3, Sec=630, ControlIter=3, Element=Regulator.vreg4_c, Action= CHANGED -1 TAPS TO 1.025.
Hour=3, Sec=630, ControlIter=3, Element=Regulator.vreg4_b, Action= CHANGED 1 TAPS TO 1.0625.
Hour=3, Sec=690, ControlIter=1, Element=Capacitor.capbank2c, Action=**ARMED**, DELAY= 102 SEC
Hour=3, Sec=690, ControlIter=1, Element=Regulator.vreg2_a, Action= CHANGED -1 TAPS TO 1.04375.
Hour=3, Sec=690, ControlIter=2, Element=Capacitor.capbank2c, Action=**OPENED**
Hour=3, Sec=720, ControlIter=1, Element=Regulator.vreg4_b, Action= CHANGED -3 TAPS TO 1.04375.
Hour=3, Sec=720, ControlIter=1, Element=Regulator.vreg4_a, Action= CHANGED -2 TAPS TO 1.04375.
Hour=3, Sec=720, ControlIter=1, Element=Regulator.vreg3_b, Action= CHANGED -2 TAPS TO 1.0375.
Hour=3, Sec=720, ControlIter=1, Element=Regulator.vreg3_a, Action= CHANGED -4 TAPS TO 1.0625.
Hour=3, Sec=720, ControlIter=1, Element=Regulator.vreg2_b, Action= CHANGED -4 TAPS TO 1.00625.
Hour=3, Sec=720, ControlIter=1, Element=Regulator.vreg2_a, Action= CHANGED -5 TAPS TO 1.0125.
Hour=3, Sec=720, ControlIter=2, Element=Regulator.vreg4_b, Action= CHANGED -1 TAPS TO 1.0375.
Hour=3, Sec=720, ControlIter=2, Element=Regulator.vreg4_a, Action= CHANGED -1 TAPS TO 1.0375.
Hour=3, Sec=720, ControlIter=2, Element=Regulator.vreg3_a, Action= CHANGED -1 TAPS TO 1.05625.
Hour=3, Sec=720, ControlIter=2, Element=Regulator.vreg2_a, Action= CHANGED 1 TAPS TO 1.01875.
Hour=3, Sec=720, ControlIter=3, Element=Regulator.vreg2_a, Action= CHANGED 1 TAPS TO 1.025.
Hour=3, Sec=720, ControlIter=4, Element=Regulator.vreg2_a, Action= CHANGED 1 TAPS TO 1.03125.
Hour=3, Sec=750, ControlIter=1, Element=Regulator.vreg4_b, Action= CHANGED 2 TAPS TO 1.05.
Hour=3, Sec=750, ControlIter=1, Element=Regulator.vreg4_a, Action= CHANGED 2 TAPS TO 1.05.
Hour=3, Sec=750, ControlIter=1, Element=Regulator.vreg3_b, Action= CHANGED 2 TAPS TO 1.05.
Hour=3, Sec=750, ControlIter=1, Element=Regulator.vreg3_a, Action= CHANGED 4 TAPS TO 1.08125.
Hour=3, Sec=750, ControlIter=1, Element=Regulator.vreg2_b, Action= CHANGED 4 TAPS TO 1.03125.
Hour=3, Sec=750, ControlIter=1, Element=Regulator.vreg2_a, Action= CHANGED 5 TAPS TO 1.0625.
Hour=3, Sec=750, ControlIter=2, Element=Regulator.vreg4_b, Action= CHANGED 1 TAPS TO 1.05625.
Hour=3, Sec=750, ControlIter=2, Element=Regulator.vreg4_a, Action= CHANGED 1 TAPS TO 1.05625.
Hour=3, Sec=750, ControlIter=2, Element=Regulator.vreg2_a, Action= CHANGED -1 TAPS TO 1.05625.
Hour=3, Sec=780, ControlIter=1, Element=Regulator.vreg2_b, Action= CHANGED -1 TAPS TO 1.025.
Hour=3, Sec=780, ControlIter=1, Element=Regulator.vreg2_a, Action= CHANGED -2 TAPS TO 1.04375.
Hour=3, Sec=810, ControlIter=1, Element=Regulator.vreg4_a, Action= CHANGED -1 TAPS TO 1.05.
Hour=3, Sec=810, ControlIter=1, Element=Regulator.vreg2_a, Action= CHANGED -1 TAPS TO 1.0375.
Hour=3, Sec=840, ControlIter=1, Element=Capacitor.capbank2c, Action=**ARMED**, DELAY= 252 SEC
Hour=3, Sec=840, ControlIter=1, Element=Regulator.vreg4_a, Action= CHANGED 1 TAPS TO 1.05625.
Hour=3, Sec=840, ControlIter=1, Element=Regulator.vreg3_a, Action= CHANGED 1 TAPS TO 1.0875.
Hour=3, Sec=840, ControlIter=1, Element=Regulator.vreg2_a, Action= CHANGED 2 TAPS TO 1.05.
Hour=3, Sec=840, ControlIter=2, Element=Regulator.vreg4_c, Action= CHANGED 1 TAPS TO 1.03125.
Hour=3, Sec=840, ControlIter=2, Element=Regulator.vreg4_b, Action= CHANGED 1 TAPS TO 1.0625.
Hour=3, Sec=840, ControlIter=2, Element=Regulator.vreg2_c, Action= CHANGED 1 TAPS TO 1.0125.
Hour=3, Sec=840, ControlIter=2, Element=Regulator.vreg2_b, Action= CHANGED 1 TAPS TO 1.03125.
Hour=3, Sec=840, ControlIter=3, Element=Capacitor.capbank2c, Action=**CLOSED**
Hour=3, Sec=840, ControlIter=4, Element=Regulator.vreg4_c, Action= CHANGED -1 TAPS TO 1.025.
Hour=3, Sec=840, ControlIter=4, Element=Regulator.vreg2_c, Action= CHANGED -1 TAPS TO 1.00625.
Hour=3, Sec=900, ControlIter=1, Element=Regulator.vreg3_b, Action= CHANGED 1 TAPS TO 1.05625.
Hour=3, Sec=900, ControlIter=2, Element=Regulator.vreg4_a, Action= CHANGED 1 TAPS TO 1.0625.
Hour=3, Sec=960, ControlIter=1, Element=Capacitor.capbank2c, Action=**ARMED**, DELAY= 102 SEC
Hour=3, Sec=960, ControlIter=1, Element=Regulator.vreg4_b, Action= CHANGED -2 TAPS TO 1.05.
Hour=3, Sec=960, ControlIter=1, Element=Regulator.vreg4_a, Action= CHANGED -2 TAPS TO 1.05.
Hour=3, Sec=960, ControlIter=1, Element=Regulator.vreg3_b, Action= CHANGED -2 TAPS TO 1.04375.
Hour=3, Sec=960, ControlIter=1, Element=Regulator.vreg3_a, Action= CHANGED -2 TAPS TO 1.075.
Hour=3, Sec=960, ControlIter=1, Element=Regulator.vreg2_b, Action= CHANGED -2 TAPS TO 1.01875.
Hour=3, Sec=960, ControlIter=1, Element=Regulator.vreg2_a, Action= CHANGED -3 TAPS TO 1.03125.
Hour=3, Sec=960, ControlIter=2, Element=Capacitor.capbank2c, Action=**OPENED**
Hour=3, Sec=990, ControlIter=1, Element=Capacitor.capbank2a, Action=**ARMED**, DELAY= 100 SEC
Hour=3, Sec=990, ControlIter=1, Element=Capacitor.capbank2b, Action=**ARMED**, DELAY= 101 SEC
Hour=3, Sec=990, ControlIter=1, Element=Regulator.vreg4_b, Action= CHANGED -4 TAPS TO 1.025.
Hour=3, Sec=990, ControlIter=1, Element=Regulator.vreg4_a, Action= CHANGED -4 TAPS TO 1.025.
Hour=3, Sec=990, ControlIter=1, Element=Regulator.vreg3_b, Action= CHANGED -3 TAPS TO 1.025.
Hour=3, Sec=990, ControlIter=1, Element=Regulator.vreg3_a, Action= CHANGED -4 TAPS TO 1.05.
Hour=3, Sec=990, ControlIter=1, Element=Regulator.vreg2_b, Action= CHANGED -3 TAPS TO 1.
Hour=3, Sec=990, ControlIter=1, Element=Regulator.vreg2_a, Action= CHANGED -4 TAPS TO 1.00625.
Hour=3, Sec=990, ControlIter=1, Element=Regulator.feeder_regb, Action= CHANGED -1 TAPS TO 1.00625.
Hour=3, Sec=990, ControlIter=1, Element=Regulator.feeder_rega, Action= CHANGED -1 TAPS TO 1.00625.
Hour=3, Sec=990, ControlIter=2, Element=Capacitor.capbank2b, Action=**RESET**
Hour=3, Sec=990, ControlIter=2, Element=Regulator.vreg4_c, Action= CHANGED -1 TAPS TO 1.01875.
Hour=3, Sec=990, ControlIter=2, Element=Regulator.vreg2_c, Action= CHANGED -1 TAPS TO 1.
Hour=3, Sec=990, ControlIter=2, Element=Regulator.vreg2_b, Action= CHANGED 2 TAPS TO 1.0125.
Hour=3, Sec=990, ControlIter=2, Element=Regulator.vreg2_a, Action= CHANGED 2 TAPS TO 1.01875.
Hour=3, Sec=990, ControlIter=3, Element=Capacitor.capbank2a, Action=**OPENED**
Hour=3, Sec=990, ControlIter=4, Element=Regulator.vreg4_a, Action= CHANGED 1 TAPS TO 1.03125.
Hour=3, Sec=990, ControlIter=4, Element=Regulator.vreg2_a, Action= CHANGED 2 TAPS TO 1.03125.
Hour=3, Sec=1020, ControlIter=1, Element=Capacitor.capbank2a, Action=**ARMED**, DELAY= 370 SEC
Hour=3, Sec=1020, ControlIter=1, Element=Regulator.vreg4_b, Action= CHANGED 1 TAPS TO 1.03125.
Hour=3, Sec=1020, ControlIter=1, Element=Regulator.vreg4_a, Action= CHANGED 1 TAPS TO 1.0375.
Hour=3, Sec=1020, ControlIter=1, Element=Regulator.vreg3_a, Action= CHANGED 2 TAPS TO 1.0625.
Hour=3, Sec=1020, ControlIter=1, Element=Regulator.vreg2_b, Action= CHANGED 1 TAPS TO 1.01875.
Hour=3, Sec=1020, ControlIter=1, Element=Regulator.vreg2_a, Action= CHANGED 2 TAPS TO 1.04375.
Hour=3, Sec=1020, ControlIter=2, Element=Regulator.vreg2_b, Action= CHANGED 1 TAPS TO 1.025.
Hour=3, Sec=1020, ControlIter=3, Element=Capacitor.capbank2a, Action=**CLOSED**
Hour=3, Sec=1020, ControlIter=4, Element=Regulator.vreg3_b, Action= CHANGED 1 TAPS TO 1.03125.
Hour=3, Sec=1020, ControlIter=4, Element=Regulator.vreg3_a, Action= CHANGED -1 TAPS TO 1.05625.
Hour=3, Sec=1020, ControlIter=4, Element=Regulator.vreg2_a, Action= CHANGED -2 TAPS TO 1.03125.
Hour=3, Sec=1050, ControlIter=1, Element=Regulator.vreg4_b, Action= CHANGED 2 TAPS TO 1.04375.
Hour=3, Sec=1050, ControlIter=1, Element=Regulator.vreg4_a, Action= CHANGED 2 TAPS TO 1.05.
Hour=3, Sec=1050, ControlIter=1, Element=Regulator.vreg3_b, Action= CHANGED 2 TAPS TO 1.04375.
Hour=3, Sec=1050, ControlIter=1, Element=Regulator.vreg3_a, Action= CHANGED 2 TAPS TO 1.06875.
Hour=3, Sec=1050, ControlIter=1, Element=Regulator.vreg2_b, Action= CHANGED 2 TAPS TO 1.0375.
Hour=3, Sec=1050, ControlIter=1, Element=Regulator.vreg2_a, Action= CHANGED 4 TAPS TO 1.05625.
Hour=3, Sec=1050, ControlIter=2, Element=Regulator.vreg4_c, Action= CHANGED 1 TAPS TO 1.025.
Hour=3, Sec=1050, ControlIter=2, Element=Regulator.vreg4_b, Action= CHANGED 1 TAPS TO 1.05.
Hour=3, Sec=1050, ControlIter=2, Element=Regulator.vreg3_a, Action= CHANGED 1 TAPS TO 1.075.
Hour=3, Sec=1050, ControlIter=2, Element=Regulator.vreg2_c, Action= CHANGED 1 TAPS TO 1.00625.
Hour=3, Sec=1050, ControlIter=3, Element=Regulator.vreg2_a, Action= CHANGED -1 TAPS TO 1.05.
Hour=3, Sec=1080, ControlIter=1, Element=Regulator.vreg2_b, Action= CHANGED -2 TAPS TO 1.025.
Hour=3, Sec=1080, ControlIter=1, Element=Regulator.vreg2_a, Action= CHANGED -2 TAPS TO 1.0375.
Hour=3, Sec=1080, ControlIter=2, Element=Regulator.vreg2_a, Action= CHANGED -1 TAPS TO 1.03125.
Hour=3, Sec=1110, ControlIter=1, Element=Capacitor.capbank2a, Action=**ARMED**, DELAY= 100 SEC
Hour=3, Sec=1110, ControlIter=1, Element=Capacitor.capbank2b, Action=**ARMED**, DELAY= 101 SEC
Hour=3, Sec=1110, ControlIter=1, Element=Regulator.vreg4_b, Action= CHANGED -2 TAPS TO 1.0375.
Hour=3, Sec=1110, ControlIter=1, Element=Regulator.vreg4_a, Action= CHANGED -2 TAPS TO 1.0375.
Hour=3, Sec=1110, ControlIter=1, Element=Regulator.vreg3_b, Action= CHANGED -2 TAPS TO 1.03125.
Hour=3, Sec=1110, ControlIter=1, Element=Regulator.vreg3_a, Action= CHANGED -3 TAPS TO 1.05625.
Hour=3, Sec=1110, ControlIter=1, Element=Regulator.vreg2_b, Action= CHANGED -2 TAPS TO 1.0125.
Hour=3, Sec=1110, ControlIter=1, Element=Regulator.vreg2_a, Action= CHANGED -3 TAPS TO 1.0125.
Hour=3, Sec=1110, ControlIter=2, Element=Capacitor.capbank2b, Action=**RESET**
Hour=3, Sec=1110, ControlIter=2, Element=Regulator.vreg4_b, Action= CHANGED -1 TAPS TO 1.03125.
Hour=3, Sec=1110, ControlIter=2, Element=Regulator.vreg4_a, Action= CHANGED -1 TAPS TO 1.03125.
Hour=3, Sec=1110, ControlIter=2, Element=Regulator.vreg3_a, Action= CHANGED -1 TAPS TO 1.05.
Hour=3, Sec=1110, ControlIter=3, Element=Capacitor.capbank2a, Action=**RESET**
Hour=3, Sec=1110, ControlIter=3, Element=Regulator.vreg2_a, Action= CHANGED 1 TAPS TO 1.01875.
Hour=3, Sec=1110, ControlIter=4, Element=Regulator.vreg2_a, Action= CHANGED 1 TAPS TO 1.025.
Hour=3, Sec=1140, ControlIter=1, Element=Regulator.vreg4_b, Action= CHANGED 2 TAPS TO 1.04375.
Hour=3, Sec=1140, ControlIter=1, Element=Regulator.vreg4_a, Action= CHANGED 2 TAPS TO 1.04375.
Hour=3, Sec=1140, ControlIter=1, Element=Regulator.vreg3_b, Action= CHANGED 2 TAPS TO 1.04375.
Hour=3, Sec=1140, ControlIter=1, Element=Regulator.vreg3_a, Action= CHANGED 2 TAPS TO 1.0625.
Hour=3, Sec=1140, ControlIter=1, Element=Regulator.vreg2_b, Action= CHANGED 2 TAPS TO 1.025.
Hour=3, Sec=1140, ControlIter=1, Element=Regulator.vreg2_a, Action= CHANGED 4 TAPS TO 1.05.
Hour=3, Sec=1140, ControlIter=2, Element=Regulator.vreg3_a, Action= CHANGED 1 TAPS TO 1.06875.
Hour=3, Sec=1170, ControlIter=1, Element=Regulator.vreg4_b, Action= CHANGED 3 TAPS TO 1.0625.
Hour=3, Sec=1170, ControlIter=1, Element=Regulator.vreg4_a, Action= CHANGED 3 TAPS TO 1.0625.
Hour=3, Sec=1170, ControlIter=1, Element=Regulator.vreg3_b, Action= CHANGED 2 TAPS TO 1.05625.
Hour=3, Sec=1170, ControlIter=1, Element=Regulator.vreg3_a, Action= CHANGED 3 TAPS TO 1.0875.
Hour=3, Sec=1170, ControlIter=1, Element=Regulator.vreg2_b, Action= CHANGED 2 TAPS TO 1.0375.
Hour=3, Sec=1170, ControlIter=1, Element=Regulator.vreg2_a, Action= CHANGED 3 TAPS TO 1.06875.
Hour=3, Sec=1170, ControlIter=1, Element=Regulator.feeder_regb, Action= CHANGED 1 TAPS TO 1.0125.
Hour=3, Sec=1170, ControlIter=1, Element=Regulator.feeder_rega, Action= CHANGED 1 TAPS TO 1.0125.
Hour=3, Sec=1170, ControlIter=2, Element=Capacitor.capbank2c, Action=**ARMED**, DELAY= 192 SEC
Hour=3, Sec=1170, ControlIter=2, Element=Regulator.vreg4_c, Action= CHANGED 1 TAPS TO 1.03125.
Hour=3, Sec=1170, ControlIter=2, Element=Regulator.vreg2_c, Action= CHANGED 1 TAPS TO 1.0125.
Hour=3, Sec=1170, ControlIter=2, Element=Regulator.vreg2_b, Action= CHANGED -1 TAPS TO 1.03125.
Hour=3, Sec=1170, ControlIter=2, Element=Regulator.vreg2_a, Action= CHANGED -2 TAPS TO 1.05625.
Hour=3, Sec=1170, ControlIter=3, Element=Capacitor.capbank2c, Action=**RESET**
Hour=3, Sec=1170, ControlIter=3, Element=Regulator.vreg2_a, Action= CHANGED -1 TAPS TO 1.05.
Hour=3, Sec=1200, ControlIter=1, Element=Capacitor.capbank2c, Action=**ARMED**, DELAY= 162 SEC
Hour=3, Sec=1200, ControlIter=1, Element=Capacitor.capbank2c, Action=**CLOSED**
Hour=3, Sec=1200, ControlIter=2, Element=Regulator.vreg4_c, Action= CHANGED -1 TAPS TO 1.025.
Hour=3, Sec=1200, ControlIter=2, Element=Regulator.vreg2_c, Action= CHANGED -1 TAPS TO 1.00625.
Hour=3, Sec=1260, ControlIter=1, Element=Regulator.vreg3_a, Action= CHANGED 1 TAPS TO 1.09375.
Hour=3, Sec=1320, ControlIter=1, Element=Regulator.vreg4_b, Action= CHANGED 1 TAPS TO 1.06875.
Hour=3, Sec=1560, ControlIter=1, Element=Capacitor.capbank2c, Action=**ARMED**, DELAY= 102 SEC
Hour=3, Sec=1560, ControlIter=1, Element=Regulator.vreg4_b, Action= CHANGED -1 TAPS TO 1.0625.
Hour=3, Sec=1560, ControlIter=1, Element=Regulator.vreg3_a, Action= CHANGED -1 TAPS TO 1.0875.
Hour=3, Sec=1560, ControlIter=1, Element=Regulator.vreg2_b, Action= CHANGED -1 TAPS TO 1.025.
Hour=3, Sec=1560, ControlIter=1, Element=Regulator.vreg2_a, Action= CHANGED -2 TAPS TO 1.0375.
Hour=3, Sec=1560, ControlIter=2, Element=Capacitor.capbank2c, Action=**OPENED**
Hour=3, Sec=1560, ControlIter=3, Element=Regulator.vreg2_c, Action= CHANGED 1 TAPS TO 1.0125.
Hour=3, Sec=1590, ControlIter=1, Element=Regulator.vreg4_a, Action= CHANGED -1 TAPS TO 1.05625.
Hour=3, Sec=1620, ControlIter=1, Element=Regulator.vreg4_b, Action= CHANGED -2 TAPS TO 1.05.
Hour=3, Sec=1620, ControlIter=1, Element=Regulator.vreg4_a, Action= CHANGED -1 TAPS TO 1.05.
Hour=3, Sec=1620, ControlIter=1, Element=Regulator.vreg3_b, Action= CHANGED -2 TAPS TO 1.04375.
Hour=3, Sec=1620, ControlIter=1, Element=Regulator.vreg3_a, Action= CHANGED -2 TAPS TO 1.075.
Hour=3, Sec=1620, ControlIter=1, Element=Regulator.vreg2_b, Action= CHANGED -2 TAPS TO 1.0125.
Hour=3, Sec=1620, ControlIter=1, Element=Regulator.vreg2_a, Action= CHANGED -2 TAPS TO 1.025.
Hour=3, Sec=1620, ControlIter=2, Element=Regulator.vreg2_b, Action= CHANGED 1 TAPS TO 1.01875.
Hour=3, Sec=1620, ControlIter=2, Element=Regulator.vreg2_a, Action= CHANGED 1 TAPS TO 1.03125.
Hour=3, Sec=1680, ControlIter=1, Element=Regulator.vreg4_b, Action= CHANGED -2 TAPS TO 1.0375.
Hour=3, Sec=1680, ControlIter=1, Element=Regulator.vreg4_a, Action= CHANGED -2 TAPS TO 1.0375.
Hour=3, Sec=1680, ControlIter=1, Element=Regulator.vreg3_b, Action= CHANGED -2 TAPS TO 1.03125.
Hour=3, Sec=1680, ControlIter=1, Element=Regulator.vreg3_a, Action= CHANGED -2 TAPS TO 1.0625.
Hour=3, Sec=1680, ControlIter=1, Element=Regulator.vreg2_b, Action= CHANGED -1 TAPS TO 1.0125.
Hour=3, Sec=1680, ControlIter=1, Element=Regulator.vreg2_a, Action= CHANGED -2 TAPS TO 1.01875.
Hour=3, Sec=1680, ControlIter=2, Element=Regulator.vreg3_a, Action= CHANGED -1 TAPS TO 1.05625.
Hour=3, Sec=1680, ControlIter=3, Element=Regulator.vreg2_a, Action= CHANGED 1 TAPS TO 1.025.
Hour=3, Sec=1710, ControlIter=1, Element=Regulator.vreg2_c, Action= CHANGED -1 TAPS TO 1.00625.
Hour=3, Sec=1740, ControlIter=1, Element=Regulator.vreg4_b, Action= CHANGED -1 TAPS TO 1.03125.
Hour=3, Sec=1740, ControlIter=1, Element=Regulator.vreg4_a, Action= CHANGED -1 TAPS TO 1.03125.
Hour=3, Sec=1740, ControlIter=1, Element=Regulator.vreg3_a, Action= CHANGED -1 TAPS TO 1.05.
Hour=3, Sec=1770, ControlIter=1, Element=Regulator.vreg4_b, Action= CHANGED -1 TAPS TO 1.025.
Hour=3, Sec=1770, ControlIter=1, Element=Regulator.vreg4_a, Action= CHANGED -1 TAPS TO 1.025.
Hour=3, Sec=1770, ControlIter=1, Element=Regulator.vreg3_b, Action= CHANGED -1 TAPS TO 1.025.
Hour=3, Sec=1770, ControlIter=2, Element=Regulator.vreg3_a, Action= CHANGED -1 TAPS TO 1.04375.
Hour=3, Sec=1890, ControlIter=1, Element=Regulator.vreg4_b, Action= CHANGED 2 TAPS TO 1.0375.
Hour=3, Sec=1890, ControlIter=1, Element=Regulator.vreg4_a, Action= CHANGED 2 TAPS TO 1.0375.
Hour=3, Sec=1890, ControlIter=1, Element=Regulator.vreg3_b, Action= CHANGED 1 TAPS TO 1.03125.
Hour=3, Sec=1890, ControlIter=1, Element=Regulator.vreg3_a, Action= CHANGED 2 TAPS TO 1.05625.
Hour=3, Sec=1890, ControlIter=1, Element=Regulator.vreg2_b, Action= CHANGED 2 TAPS TO 1.025.
Hour=3, Sec=1890, ControlIter=1, Element=Regulator.vreg2_a, Action= CHANGED 4 TAPS TO 1.05.
Hour=3, Sec=1890, ControlIter=2, Element=Regulator.vreg3_a, Action= CHANGED 1 TAPS TO 1.0625.
Hour=3, Sec=1890, ControlIter=3, Element=Regulator.vreg2_a, Action= CHANGED -1 TAPS TO 1.04375.
Hour=3, Sec=1920, ControlIter=1, Element=Regulator.vreg3_a, Action= CHANGED -1 TAPS TO 1.05625.
Hour=3, Sec=1920, ControlIter=1, Element=Regulator.vreg2_a, Action= CHANGED -2 TAPS TO 1.03125.
Hour=3, Sec=1980, ControlIter=1, Element=Capacitor.capbank2a, Action=**ARMED**, DELAY= 100 SEC
Hour=3, Sec=1980, ControlIter=1, Element=Regulator.vreg4_b, Action= CHANGED -2 TAPS TO 1.025.
Hour=3, Sec=1980, ControlIter=1, Element=Regulator.vreg4_a, Action= CHANGED -2 TAPS TO 1.025.
Hour=3, Sec=1980, ControlIter=1, Element=Regulator.vreg3_b, Action= CHANGED -1 TAPS TO 1.025.
Hour=3, Sec=1980, ControlIter=1, Element=Regulator.vreg3_a, Action= CHANGED -2 TAPS TO 1.04375.
Hour=3, Sec=1980, ControlIter=1, Element=Regulator.vreg2_b, Action= CHANGED -2 TAPS TO 1.0125.
Hour=3, Sec=1980, ControlIter=1, Element=Regulator.vreg2_a, Action= CHANGED -2 TAPS TO 1.01875.
Hour=3, Sec=1980, ControlIter=2, Element=Capacitor.capbank2a, Action=**RESET**
Hour=3, Sec=1980, ControlIter=2, Element=Regulator.vreg2_a, Action= CHANGED 1 TAPS TO 1.025.
Hour=3, Sec=2190, ControlIter=1, Element=Regulator.vreg2_a, Action= CHANGED 1 TAPS TO 1.03125.
Hour=3, Sec=2640, ControlIter=1, Element=Regulator.vreg4_b, Action= CHANGED 2 TAPS TO 1.0375.
Hour=3, Sec=2640, ControlIter=1, Element=Regulator.vreg4_a, Action= CHANGED 2 TAPS TO 1.0375.
Hour=3, Sec=2640, ControlIter=1, Element=Regulator.vreg3_b, Action= CHANGED 2 TAPS TO 1.0375.
Hour=3, Sec=2640, ControlIter=1, Element=Regulator.vreg3_a, Action= CHANGED 3 TAPS TO 1.0625.
Hour=3, Sec=2640, ControlIter=1, Element=Regulator.vreg2_b, Action= CHANGED 3 TAPS TO 1.03125.
Hour=3, Sec=2640, ControlIter=1, Element=Regulator.vreg2_a, Action= CHANGED 4 TAPS TO 1.05625.
Hour=3, Sec=2640, ControlIter=2, Element=Regulator.vreg4_b, Action= CHANGED 1 TAPS TO 1.04375.
Hour=3, Sec=2640, ControlIter=2, Element=Regulator.vreg4_a, Action= CHANGED 1 TAPS TO 1.04375.
Hour=3, Sec=2640, ControlIter=2, Element=Regulator.vreg3_a, Action= CHANGED 1 TAPS TO 1.06875.
Hour=3, Sec=2640, ControlIter=3, Element=Regulator.vreg2_a, Action= CHANGED -1 TAPS TO 1.05.
Hour=3, Sec=2670, ControlIter=1, Element=Regulator.vreg4_b, Action= CHANGED -1 TAPS TO 1.0375.
Hour=3, Sec=2670, ControlIter=1, Element=Regulator.vreg4_a, Action= CHANGED -1 TAPS TO 1.0375.
Hour=3, Sec=2670, ControlIter=1, Element=Regulator.vreg3_a, Action= CHANGED -2 TAPS TO 1.05625.
Hour=3, Sec=2670, ControlIter=1, Element=Regulator.vreg2_b, Action= CHANGED -2 TAPS TO 1.01875.
Hour=3, Sec=2670, ControlIter=1, Element=Regulator.vreg2_a, Action= CHANGED -3 TAPS TO 1.03125.
Hour=3, Sec=2700, ControlIter=1, Element=Capacitor.capbank2a, Action=**ARMED**, DELAY= 100 SEC
Hour=3, Sec=2700, ControlIter=1, Element=Capacitor.capbank2b, Action=**ARMED**, DELAY= 101 SEC
Hour=3, Sec=2700, ControlIter=1, Element=Regulator.vreg4_b, Action= CHANGED -2 TAPS TO 1.025.
Hour=3, Sec=2700, ControlIter=1, Element=Regulator.vreg4_a, Action= CHANGED -2 TAPS TO 1.025.
Hour=3, Sec=2700, ControlIter=1, Element=Regulator.vreg3_b, Action= CHANGED -2 TAPS TO 1.025.
Hour=3, Sec=2700, ControlIter=1, Element=Regulator.vreg3_a, Action= CHANGED -2 TAPS TO 1.04375.
Hour=3, Sec=2700, ControlIter=1, Element=Regulator.vreg2_b, Action= CHANGED -2 TAPS TO 1.00625.
Hour=3, Sec=2700, ControlIter=1, Element=Regulator.vreg2_a, Action= CHANGED -2 TAPS TO 1.01875.
Hour=3, Sec=2700, ControlIter=2, Element=Capacitor.capbank2a, Action=**RESET**
Hour=3, Sec=2700, ControlIter=2, Element=Capacitor.capbank2b, Action=**RESET**
Hour=3, Sec=2700, ControlIter=2, Element=Regulator.vreg2_b, Action= CHANGED 1 TAPS TO 1.0125.
Hour=3, Sec=2700, ControlIter=2, Element=Regulator.vreg2_a, Action= CHANGED 1 TAPS TO 1.025.
Hour=3, Sec=2730, ControlIter=1, Element=Regulator.vreg2_b, Action= CHANGED 1 TAPS TO 1.01875.
Hour=3, Sec=2730, ControlIter=1, Element=Regulator.vreg2_a, Action= CHANGED 1 TAPS TO 1.03125.
Hour=3, Sec=2760, ControlIter=1, Element=Regulator.vreg4_b, Action= CHANGED 2 TAPS TO 1.0375.
Hour=3, Sec=2760, ControlIter=1, Element=Regulator.vreg4_a, Action= CHANGED 2 TAPS TO 1.0375.
Hour=3, Sec=2760, ControlIter=1, Element=Regulator.vreg3_b, Action= CHANGED 2 TAPS TO 1.0375.
Hour=3, Sec=2760, ControlIter=1, Element=Regulator.vreg3_a, Action= CHANGED 3 TAPS TO 1.0625.
Hour=3, Sec=2760, ControlIter=1, Element=Regulator.vreg2_b, Action= CHANGED 2 TAPS TO 1.03125.
Hour=3, Sec=2760, ControlIter=1, Element=Regulator.vreg2_a, Action= CHANGED 4 TAPS TO 1.05625.
Hour=3, Sec=2760, ControlIter=2, Element=Regulator.vreg4_b, Action= CHANGED 1 TAPS TO 1.04375.
Hour=3, Sec=2760, ControlIter=2, Element=Regulator.vreg4_a, Action= CHANGED 1 TAPS TO 1.04375.
Hour=3, Sec=2760, ControlIter=2, Element=Regulator.vreg3_a, Action= CHANGED 1 TAPS TO 1.06875.
Hour=3, Sec=2760, ControlIter=3, Element=Regulator.vreg2_a, Action= CHANGED -2 TAPS TO 1.04375.
Hour=3, Sec=2790, ControlIter=1, Element=Capacitor.capbank2a, Action=**ARMED**, DELAY= 100 SEC
Hour=3, Sec=2790, ControlIter=1, Element=Capacitor.capbank2b, Action=**ARMED**, DELAY= 101 SEC
Hour=3, Sec=2790, ControlIter=1, Element=Regulator.vreg4_b, Action= CHANGED -2 TAPS TO 1.03125.
Hour=3, Sec=2790, ControlIter=1, Element=Regulator.vreg4_a, Action= CHANGED -2 TAPS TO 1.03125.
Hour=3, Sec=2790, ControlIter=1, Element=Regulator.vreg3_b, Action= CHANGED -2 TAPS TO 1.025.
Hour=3, Sec=2790, ControlIter=1, Element=Regulator.vreg3_a, Action= CHANGED -3 TAPS TO 1.05.
Hour=3, Sec=2790, ControlIter=1, Element=Regulator.vreg2_b, Action= CHANGED -3 TAPS TO 1.0125.
Hour=3, Sec=2790, ControlIter=1, Element=Regulator.vreg2_a, Action= CHANGED -4 TAPS TO 1.01875.
Hour=3, Sec=2790, ControlIter=2, Element=Capacitor.capbank2b, Action=**RESET**
Hour=3, Sec=2790, ControlIter=2, Element=Regulator.vreg4_b, Action= CHANGED -1 TAPS TO 1.025.
Hour=3, Sec=2790, ControlIter=2, Element=Regulator.vreg4_a, Action= CHANGED -1 TAPS TO 1.025.
Hour=3, Sec=2790, ControlIter=2, Element=Regulator.vreg3_a, Action= CHANGED -1 TAPS TO 1.04375.
Hour=3, Sec=2790, ControlIter=3, Element=Capacitor.capbank2a, Action=**RESET**
Hour=3, Sec=2790, ControlIter=3, Element=Regulator.vreg2_a, Action= CHANGED 1 TAPS TO 1.025.
Hour=3, Sec=2910, ControlIter=1, Element=Regulator.vreg2_a, Action= CHANGED 1 TAPS TO 1.03125.
Hour=3, Sec=2940, ControlIter=1, Element=Regulator.vreg4_b, Action= CHANGED 1 TAPS TO 1.03125.
Hour=3, Sec=2940, ControlIter=1, Element=Regulator.vreg4_a, Action= CHANGED 1 TAPS TO 1.03125.
Hour=3, Sec=2940, ControlIter=1, Element=Regulator.vreg3_b, Action= CHANGED 1 TAPS TO 1.03125.
Hour=3, Sec=2940, ControlIter=1, Element=Regulator.vreg3_a, Action= CHANGED 1 TAPS TO 1.05.
Hour=3, Sec=2940, ControlIter=1, Element=Regulator.vreg2_b, Action= CHANGED 2 TAPS TO 1.025.
Hour=3, Sec=2940, ControlIter=1, Element=Regulator.vreg2_a, Action= CHANGED 2 TAPS TO 1.04375.
Hour=3, Sec=2970, ControlIter=1, Element=Regulator.vreg4_b, Action= CHANGED 1 TAPS TO 1.0375.
Hour=3, Sec=2970, ControlIter=1, Element=Regulator.vreg4_a, Action= CHANGED 1 TAPS TO 1.0375.
Hour=3, Sec=2970, ControlIter=1, Element=Regulator.vreg3_a, Action= CHANGED 1 TAPS TO 1.05625.
Hour=3, Sec=2970, ControlIter=1, Element=Regulator.vreg2_a, Action= CHANGED 1 TAPS TO 1.05.
Hour=3, Sec=3000, ControlIter=1, Element=Regulator.vreg3_a, Action= CHANGED 1 TAPS TO 1.0625.
Hour=3, Sec=3000, ControlIter=2, Element=Regulator.vreg2_a, Action= CHANGED -1 TAPS TO 1.04375.
Hour=3, Sec=3030, ControlIter=1, Element=Regulator.vreg4_b, Action= CHANGED 3 TAPS TO 1.05625.
Hour=3, Sec=3030, ControlIter=1, Element=Regulator.vreg4_a, Action= CHANGED 2 TAPS TO 1.05.
Hour=3, Sec=3030, ControlIter=1, Element=Regulator.vreg3_b, Action= CHANGED 2 TAPS TO 1.04375.
Hour=3, Sec=3030, ControlIter=1, Element=Regulator.vreg3_a, Action= CHANGED 3 TAPS TO 1.08125.
Hour=3, Sec=3030, ControlIter=1, Element=Regulator.vreg2_b, Action= CHANGED 3 TAPS TO 1.04375.
Hour=3, Sec=3030, ControlIter=1, Element=Regulator.vreg2_a, Action= CHANGED 3 TAPS TO 1.0625.
Hour=3, Sec=3030, ControlIter=2, Element=Regulator.vreg4_a, Action= CHANGED 1 TAPS TO 1.05625.
Hour=3, Sec=3030, ControlIter=2, Element=Regulator.vreg3_b, Action= CHANGED 1 TAPS TO 1.05.
Hour=3, Sec=3030, ControlIter=2, Element=Regulator.vreg2_a, Action= CHANGED -1 TAPS TO 1.05625.
Hour=3, Sec=3030, ControlIter=3, Element=Regulator.vreg4_c, Action= CHANGED 1 TAPS TO 1.03125.
Hour=3, Sec=3030, ControlIter=3, Element=Regulator.vreg2_b, Action= CHANGED -1 TAPS TO 1.0375.
Hour=3, Sec=3060, ControlIter=1, Element=Regulator.vreg4_b, Action= CHANGED -1 TAPS TO 1.05.
Hour=3, Sec=3060, ControlIter=1, Element=Regulator.vreg4_a, Action= CHANGED -1 TAPS TO 1.05.
Hour=3, Sec=3060, ControlIter=1, Element=Regulator.vreg3_b, Action= CHANGED -1 TAPS TO 1.04375.
Hour=3, Sec=3060, ControlIter=1, Element=Regulator.vreg3_a, Action= CHANGED -1 TAPS TO 1.075.
Hour=3, Sec=3060, ControlIter=1, Element=Regulator.vreg2_b, Action= CHANGED -2 TAPS TO 1.025.
Hour=3, Sec=3060, ControlIter=1, Element=Regulator.vreg2_a, Action= CHANGED -4 TAPS TO 1.03125.
Hour=3, Sec=3090, ControlIter=1, Element=Regulator.vreg4_c, Action= CHANGED -1 TAPS TO 1.025.
Hour=3, Sec=3090, ControlIter=1, Element=Regulator.vreg4_b, Action= CHANGED -2 TAPS TO 1.0375.
Hour=3, Sec=3090, ControlIter=1, Element=Regulator.vreg4_a, Action= CHANGED -2 TAPS TO 1.0375.
Hour=3, Sec=3090, ControlIter=1, Element=Regulator.vreg3_b, Action= CHANGED -2 TAPS TO 1.03125.
Hour=3, Sec=3090, ControlIter=1, Element=Regulator.vreg3_a, Action= CHANGED -3 TAPS TO 1.05625.
Hour=3, Sec=3090, ControlIter=1, Element=Regulator.vreg2_b, Action= CHANGED -2 TAPS TO 1.0125.
Hour=3, Sec=3090, ControlIter=1, Element=Regulator.vreg2_a, Action= CHANGED -3 TAPS TO 1.0125.
Hour=3, Sec=3090, ControlIter=2, Element=Regulator.vreg4_b, Action= CHANGED -1 TAPS TO 1.03125.
Hour=3, Sec=3090, ControlIter=2, Element=Regulator.vreg4_a, Action= CHANGED -1 TAPS TO 1.03125.
Hour=3, Sec=3090, ControlIter=2, Element=Regulator.vreg3_a, Action= CHANGED -1 TAPS TO 1.05.
Hour=3, Sec=3090, ControlIter=2, Element=Regulator.vreg2_a, Action= CHANGED 1 TAPS TO 1.01875.
Hour=3, Sec=3090, ControlIter=3, Element=Regulator.vreg2_a, Action= CHANGED 1 TAPS TO 1.025.
Hour=3, Sec=3120, ControlIter=1, Element=Regulator.vreg4_b, Action= CHANGED 3 TAPS TO 1.05.
Hour=3, Sec=3120, ControlIter=1, Element=Regulator.vreg4_a, Action= CHANGED 3 TAPS TO 1.05.
Hour=3, Sec=3120, ControlIter=1, Element=Regulator.vreg3_b, Action= CHANGED 2 TAPS TO 1.04375.
Hour=3, Sec=3120, ControlIter=1, Element=Regulator.vreg3_a, Action= CHANGED 4 TAPS TO 1.075.
Hour=3, Sec=3120, ControlIter=1, Element=Regulator.vreg2_b, Action= CHANGED 4 TAPS TO 1.0375.
Hour=3, Sec=3120, ControlIter=1, Element=Regulator.vreg2_a, Action= CHANGED 7 TAPS TO 1.06875.
Hour=3, Sec=3120, ControlIter=2, Element=Regulator.vreg4_b, Action= CHANGED 1 TAPS TO 1.05625.
Hour=3, Sec=3120, ControlIter=2, Element=Regulator.vreg3_b, Action= CHANGED 1 TAPS TO 1.05.
Hour=3, Sec=3120, ControlIter=2, Element=Regulator.vreg3_a, Action= CHANGED 1 TAPS TO 1.08125.
Hour=3, Sec=3120, ControlIter=2, Element=Regulator.vreg2_a, Action= CHANGED -1 TAPS TO 1.0625.
Hour=3, Sec=3120, ControlIter=3, Element=Regulator.vreg2_b, Action= CHANGED -1 TAPS TO 1.03125.
Hour=3, Sec=3120, ControlIter=3, Element=Regulator.vreg2_a, Action= CHANGED -2 TAPS TO 1.05.
Hour=3, Sec=3150, ControlIter=1, Element=Capacitor.capbank2c, Action=**ARMED**, DELAY= 102 SEC
Hour=3, Sec=3150, ControlIter=1, Element=Regulator.vreg4_c, Action= CHANGED 1 TAPS TO 1.03125.
Hour=3, Sec=3150, ControlIter=1, Element=Regulator.vreg4_b, Action= CHANGED 1 TAPS TO 1.0625.
Hour=3, Sec=3150, ControlIter=1, Element=Regulator.vreg4_a, Action= CHANGED 2 TAPS TO 1.0625.
Hour=3, Sec=3150, ControlIter=1, Element=Regulator.vreg3_b, Action= CHANGED 1 TAPS TO 1.05625.
Hour=3, Sec=3150, ControlIter=1, Element=Regulator.vreg3_a, Action= CHANGED 2 TAPS TO 1.09375.
Hour=3, Sec=3150, ControlIter=1, Element=Regulator.vreg2_c, Action= CHANGED 1 TAPS TO 1.0125.
Hour=3, Sec=3150, ControlIter=1, Element=Regulator.vreg2_a, Action= CHANGED 1 TAPS TO 1.05625.
Hour=3, Sec=3150, ControlIter=2, Element=Regulator.vreg2_a, Action= CHANGED -1 TAPS TO 1.05.
Hour=3, Sec=3150, ControlIter=3, Element=Capacitor.capbank2c, Action=**CLOSED**
Hour=3, Sec=3150, ControlIter=4, Element=Regulator.vreg4_c, Action= CHANGED -1 TAPS TO 1.025.
Hour=3, Sec=3150, ControlIter=4, Element=Regulator.vreg2_c, Action= CHANGED -1 TAPS TO 1.00625.
Hour=3, Sec=3270, ControlIter=1, Element=Capacitor.capbank2c, Action=**ARMED**, DELAY= 102 SEC
Hour=3, Sec=3270, ControlIter=1, Element=Regulator.vreg4_b, Action= CHANGED -1 TAPS TO 1.05625.
Hour=3, Sec=3270, ControlIter=1, Element=Regulator.vreg4_a, Action= CHANGED -1 TAPS TO 1.05625.
Hour=3, Sec=3270, ControlIter=1, Element=Regulator.vreg3_b, Action= CHANGED -1 TAPS TO 1.05.
Hour=3, Sec=3270, ControlIter=1, Element=Regulator.vreg3_a, Action= CHANGED -2 TAPS TO 1.08125.
Hour=3, Sec=3270, ControlIter=1, Element=Regulator.vreg2_b, Action= CHANGED -1 TAPS TO 1.025.
Hour=3, Sec=3270, ControlIter=1, Element=Regulator.vreg2_a, Action= CHANGED -2 TAPS TO 1.0375.
Hour=3, Sec=3270, ControlIter=2, Element=Capacitor.capbank2c, Action=**OPENED**
Hour=3, Sec=3300, ControlIter=1, Element=Regulator.vreg4_b, Action= CHANGED -1 TAPS TO 1.05.
Hour=3, Sec=3300, ControlIter=1, Element=Regulator.vreg4_a, Action= CHANGED -1 TAPS TO 1.05.
Hour=3, Sec=3300, ControlIter=1, Element=Regulator.vreg3_b, Action= CHANGED -1 TAPS TO 1.04375.
Hour=3, Sec=3300, ControlIter=1, Element=Regulator.vreg3_a, Action= CHANGED -1 TAPS TO 1.075.
Hour=3, Sec=3300, ControlIter=1, Element=Regulator.vreg2_b, Action= CHANGED -1 TAPS TO 1.01875.
Hour=3, Sec=3300, ControlIter=1, Element=Regulator.vreg2_a, Action= CHANGED -1 TAPS TO 1.03125.
Hour=3, Sec=3330, ControlIter=1, Element=Capacitor.capbank2c, Action=**ARMED**, DELAY= 342 SEC
Hour=3, Sec=3330, ControlIter=1, Element=Regulator.vreg4_b, Action= CHANGED 2 TAPS TO 1.0625.
Hour=3, Sec=3330, ControlIter=1, Element=Regulator.vreg4_a, Action= CHANGED 1 TAPS TO 1.05625.
Hour=3, Sec=3330, ControlIter=1, Element=Regulator.vreg3_b, Action= CHANGED 1 TAPS TO 1.05.
Hour=3, Sec=3330, ControlIter=1, Element=Regulator.vreg3_a, Action= CHANGED 2 TAPS TO 1.0875.
Hour=3, Sec=3330, ControlIter=1, Element=Regulator.vreg2_b, Action= CHANGED 2 TAPS TO 1.03125.
Hour=3, Sec=3330, ControlIter=1, Element=Regulator.vreg2_a, Action= CHANGED 3 TAPS TO 1.05.
Hour=3, Sec=3330, ControlIter=2, Element=Regulator.vreg4_c, Action= CHANGED 1 TAPS TO 1.03125.
Hour=3, Sec=3330, ControlIter=2, Element=Regulator.vreg2_c, Action= CHANGED 1 TAPS TO 1.0125.
Hour=3, Sec=3330, ControlIter=3, Element=Capacitor.capbank2c, Action=**CLOSED**
Hour=3, Sec=3330, ControlIter=4, Element=Regulator.vreg4_c, Action= CHANGED -1 TAPS TO 1.025.
Hour=3, Sec=3330, ControlIter=4, Element=Regulator.vreg2_c, Action= CHANGED -1 TAPS TO 1.00625.
Hour=3, Sec=3390, ControlIter=1, Element=Capacitor.capbank2c, Action=**ARMED**, DELAY= 102 SEC
Hour=3, Sec=3390, ControlIter=1, Element=Regulator.vreg2_a, Action= CHANGED -2 TAPS TO 1.0375.
Hour=3, Sec=3390, ControlIter=2, Element=Capacitor.capbank2c, Action=**OPENED**
Hour=3, Sec=3390, ControlIter=3, Element=Regulator.vreg4_b, Action= CHANGED -1 TAPS TO 1.05625.
Hour=3, Sec=3390, ControlIter=3, Element=Regulator.vreg3_a, Action= CHANGED -1 TAPS TO 1.08125.
Hour=3, Sec=3390, ControlIter=3, Element=Regulator.vreg2_b, Action= CHANGED -1 TAPS TO 1.025.
Hour=3, Sec=3420, ControlIter=1, Element=Regulator.vreg4_b, Action= CHANGED -2 TAPS TO 1.04375.
Hour=3, Sec=3420, ControlIter=1, Element=Regulator.vreg4_a, Action= CHANGED -2 TAPS TO 1.04375.
Hour=3, Sec=3420, ControlIter=1, Element=Regulator.vreg3_b, Action= CHANGED -2 TAPS TO 1.0375.
Hour=3, Sec=3420, ControlIter=1, Element=Regulator.vreg3_a, Action= CHANGED -2 TAPS TO 1.06875.
Hour=3, Sec=3420, ControlIter=1, Element=Regulator.vreg2_b, Action= CHANGED -2 TAPS TO 1.0125.
Hour=3, Sec=3420, ControlIter=1, Element=Regulator.vreg2_a, Action= CHANGED -3 TAPS TO 1.01875.
Hour=3, Sec=3420, ControlIter=2, Element=Regulator.vreg3_a, Action= CHANGED -1 TAPS TO 1.0625.
Hour=3, Sec=3420, ControlIter=3, Element=Regulator.vreg2_a, Action= CHANGED 1 TAPS TO 1.025.
Hour=3, Sec=3450, ControlIter=1, Element=Capacitor.capbank2a, Action=**ARMED**, DELAY= 100 SEC
Hour=3, Sec=3450, ControlIter=1, Element=Regulator.vreg4_b, Action= CHANGED -2 TAPS TO 1.03125.
Hour=3, Sec=3450, ControlIter=1, Element=Regulator.vreg4_a, Action= CHANGED -2 TAPS TO 1.03125.
Hour=3, Sec=3450, ControlIter=1, Element=Regulator.vreg3_b, Action= CHANGED -2 TAPS TO 1.025.
Hour=3, Sec=3450, ControlIter=1, Element=Regulator.vreg3_a, Action= CHANGED -2 TAPS TO 1.05.
Hour=3, Sec=3450, ControlIter=1, Element=Regulator.vreg2_b, Action= CHANGED -1 TAPS TO 1.00625.
Hour=3, Sec=3450, ControlIter=1, Element=Regulator.vreg2_a, Action= CHANGED -1 TAPS TO 1.01875.
Hour=3, Sec=3450, ControlIter=2, Element=Capacitor.capbank2a, Action=**RESET**
Hour=3, Sec=3450, ControlIter=2, Element=Regulator.vreg2_b, Action= CHANGED 1 TAPS TO 1.0125.
Hour=3, Sec=3480, ControlIter=1, Element=Regulator.vreg4_a, Action= CHANGED -1 TAPS TO 1.025.
Hour=3, Sec=3510, ControlIter=1, Element=Regulator.vreg4_a, Action= CHANGED 1 TAPS TO 1.03125.
Hour=3, Sec=3510, ControlIter=1, Element=Regulator.vreg2_b, Action= CHANGED 2 TAPS TO 1.025.
Hour=3, Sec=3510, ControlIter=1, Element=Regulator.vreg2_a, Action= CHANGED 2 TAPS TO 1.03125.
Hour=3, Sec=3510, ControlIter=2, Element=Regulator.vreg2_a, Action= CHANGED 1 TAPS TO 1.0375.
Hour=3, Sec=3540, ControlIter=1, Element=Capacitor.capbank2a, Action=**ARMED**, DELAY= 100 SEC
Hour=3, Sec=3540, ControlIter=1, Element=Capacitor.capbank2b, Action=**ARMED**, DELAY= 101 SEC
Hour=3, Sec=3540, ControlIter=1, Element=Regulator.vreg4_b, Action= CHANGED -1 TAPS TO 1.025.
Hour=3, Sec=3540, ControlIter=1, Element=Regulator.vreg4_a, Action= CHANGED -1 TAPS TO 1.025.
Hour=3, Sec=3540, ControlIter=1, Element=Regulator.vreg3_a, Action= CHANGED -1 TAPS TO 1.04375.
Hour=3, Sec=3540, ControlIter=1, Element=Regulator.vreg2_b, Action= CHANGED -1 TAPS TO 1.01875.
Hour=3, Sec=3540, ControlIter=1, Element=Regulator.vreg2_a, Action= CHANGED -2 TAPS TO 1.025.
Hour=3, Sec=3540, ControlIter=1, Element=Regulator.feeder_rega, Action= CHANGED -1 TAPS TO 1.00625.
Hour=3, Sec=3540, ControlIter=2, Element=Capacitor.capbank2a, Action=**RESET**
Hour=3, Sec=3540, ControlIter=2, Element=Regulator.vreg2_b, Action= CHANGED -1 TAPS TO 1.0125.
Hour=3, Sec=3540, ControlIter=3, Element=Capacitor.capbank2b, Action=**OPENED**
Hour=3, Sec=3540, ControlIter=4, Element=Regulator.vreg4_c, Action= CHANGED -1 TAPS TO 1.01875.
Hour=3, Sec=3540, ControlIter=4, Element=Regulator.vreg2_c, Action= CHANGED -1 TAPS TO 1.
Hour=3, Sec=3540, ControlIter=4, Element=Regulator.vreg2_b, Action= CHANGED 1 TAPS TO 1.01875.
Hour=4, Sec=60, ControlIter=1, Element=Capacitor.capbank2b, Action=**ARMED**, DELAY= 281 SEC
Hour=4, Sec=60, ControlIter=1, Element=Regulator.vreg4_b, Action= CHANGED 2 TAPS TO 1.0375.
Hour=4, Sec=60, ControlIter=1, Element=Regulator.vreg4_a, Action= CHANGED 1 TAPS TO 1.03125.
Hour=4, Sec=60, ControlIter=1, Element=Regulator.vreg3_b, Action= CHANGED 1 TAPS TO 1.03125.
Hour=4, Sec=60, ControlIter=1, Element=Regulator.vreg3_a, Action= CHANGED 1 TAPS TO 1.05.
Hour=4, Sec=60, ControlIter=1, Element=Regulator.vreg2_b, Action= CHANGED 2 TAPS TO 1.03125.
Hour=4, Sec=60, ControlIter=1, Element=Regulator.vreg2_a, Action= CHANGED 2 TAPS TO 1.0375.
Hour=4, Sec=60, ControlIter=2, Element=Regulator.vreg3_a, Action= CHANGED 1 TAPS TO 1.05625.
Hour=4, Sec=60, ControlIter=3, Element=Capacitor.capbank2b, Action=**CLOSED**
Hour=4, Sec=60, ControlIter=4, Element=Regulator.vreg4_b, Action= CHANGED -1 TAPS TO 1.03125.
Hour=4, Sec=60, ControlIter=4, Element=Regulator.vreg2_b, Action= CHANGED -2 TAPS TO 1.01875.
Hour=4, Sec=90, ControlIter=1, Element=Regulator.vreg4_a, Action= CHANGED 2 TAPS TO 1.04375.
Hour=4, Sec=90, ControlIter=1, Element=Regulator.vreg3_a, Action= CHANGED 1 TAPS TO 1.0625.
Hour=4, Sec=90, ControlIter=1, Element=Regulator.vreg2_a, Action= CHANGED 2 TAPS TO 1.05.
Hour=4, Sec=120, ControlIter=1, Element=Capacitor.capbank2a, Action=**ARMED**, DELAY= 100 SEC
Hour=4, Sec=120, ControlIter=1, Element=Capacitor.capbank2b, Action=**ARMED**, DELAY= 101 SEC
Hour=4, Sec=120, ControlIter=1, Element=Regulator.vreg4_b, Action= CHANGED -1 TAPS TO 1.025.
Hour=4, Sec=120, ControlIter=1, Element=Regulator.vreg4_a, Action= CHANGED -2 TAPS TO 1.03125.
Hour=4, Sec=120, ControlIter=1, Element=Regulator.vreg3_b, Action= CHANGED -1 TAPS TO 1.025.
Hour=4, Sec=120, ControlIter=1, Element=Regulator.vreg3_a, Action= CHANGED -2 TAPS TO 1.05.
Hour=4, Sec=120, ControlIter=1, Element=Regulator.vreg2_b, Action= CHANGED -1 TAPS TO 1.0125.
Hour=4, Sec=120, ControlIter=1, Element=Regulator.vreg2_a, Action= CHANGED -4 TAPS TO 1.025.
Hour=4, Sec=120, ControlIter=2, Element=Capacitor.capbank2a, Action=**RESET**
Hour=4, Sec=120, ControlIter=2, Element=Capacitor.capbank2b, Action=**RESET**
Hour=4, Sec=180, ControlIter=1, Element=Regulator.vreg3_a, Action= CHANGED 1 TAPS TO 1.05625.
Hour=4, Sec=180, ControlIter=1, Element=Regulator.vreg2_b, Action= CHANGED 1 TAPS TO 1.01875.
Hour=4, Sec=180, ControlIter=1, Element=Regulator.vreg2_a, Action= CHANGED 2 TAPS TO 1.0375.
Hour=4, Sec=210, ControlIter=1, Element=Regulator.vreg2_a, Action= CHANGED -1 TAPS TO 1.03125.
Hour=4, Sec=240, ControlIter=1, Element=Regulator.vreg4_c, Action= CHANGED 1 TAPS TO 1.025.
Hour=4, Sec=240, ControlIter=1, Element=Regulator.vreg4_b, Action= CHANGED 2 TAPS TO 1.0375.
Hour=4, Sec=240, ControlIter=1, Element=Regulator.vreg4_a, Action= CHANGED 2 TAPS TO 1.04375.
Hour=4, Sec=240, ControlIter=1, Element=Regulator.vreg3_b, Action= CHANGED 2 TAPS TO 1.0375.
Hour=4, Sec=240, ControlIter=1, Element=Regulator.vreg3_a, Action= CHANGED 3 TAPS TO 1.075.
Hour=4, Sec=240, ControlIter=1, Element=Regulator.vreg2_b, Action= CHANGED 2 TAPS TO 1.03125.
Hour=4, Sec=240, ControlIter=1, Element=Regulator.vreg2_a, Action= CHANGED 4 TAPS TO 1.05625.
Hour=4, Sec=240, ControlIter=2, Element=Regulator.vreg4_b, Action= CHANGED 1 TAPS TO 1.04375.
Hour=4, Sec=240, ControlIter=2, Element=Regulator.vreg4_a, Action= CHANGED 1 TAPS TO 1.05.
Hour=4, Sec=240, ControlIter=2, Element=Regulator.vreg2_c, Action= CHANGED 1 TAPS TO 1.00625.
Hour=4, Sec=240, ControlIter=2, Element=Regulator.vreg2_a, Action= CHANGED -1 TAPS TO 1.05.
Hour=4, Sec=270, ControlIter=1, Element=Regulator.vreg4_b, Action= CHANGED 1 TAPS TO 1.05.
Hour=4, Sec=270, ControlIter=1, Element=Regulator.vreg4_a, Action= CHANGED 1 TAPS TO 1.05625.
Hour=4, Sec=270, ControlIter=1, Element=Regulator.vreg3_b, Action= CHANGED 1 TAPS TO 1.04375.
Hour=4, Sec=270, ControlIter=1, Element=Regulator.vreg3_a, Action= CHANGED 1 TAPS TO 1.08125.
Hour=4, Sec=300, ControlIter=1, Element=Capacitor.capbank2c, Action=**ARMED**, DELAY= 102 SEC
Hour=4, Sec=300, ControlIter=1, Element=Regulator.vreg4_c, Action= CHANGED 1 TAPS TO 1.03125.
Hour=4, Sec=300, ControlIter=1, Element=Regulator.vreg4_b, Action= CHANGED 2 TAPS TO 1.0625.
Hour=4, Sec=300, ControlIter=1, Element=Regulator.vreg4_a, Action= CHANGED 2 TAPS TO 1.06875.
Hour=4, Sec=300, ControlIter=1, Element=Regulator.vreg3_b, Action= CHANGED 1 TAPS TO 1.05.
Hour=4, Sec=300, ControlIter=1, Element=Regulator.vreg3_a, Action= CHANGED 2 TAPS TO 1.09375.
Hour=4, Sec=300, ControlIter=1, Element=Regulator.vreg2_b, Action= CHANGED 1 TAPS TO 1.0375.
Hour=4, Sec=300, ControlIter=1, Element=Regulator.vreg2_a, Action= CHANGED 2 TAPS TO 1.0625.
Hour=4, Sec=300, ControlIter=1, Element=Regulator.feeder_rega, Action= CHANGED 1 TAPS TO 1.0125.
Hour=4, Sec=300, ControlIter=2, Element=Regulator.vreg3_b, Action= CHANGED 1 TAPS TO 1.05625.
Hour=4, Sec=300, ControlIter=2, Element=Regulator.vreg2_c, Action= CHANGED 1 TAPS TO 1.0125.
Hour=4, Sec=300, ControlIter=2, Element=Regulator.vreg2_a, Action= CHANGED -2 TAPS TO 1.05.
Hour=4, Sec=300, ControlIter=3, Element=Regulator.vreg2_b, Action= CHANGED -1 TAPS TO 1.03125.
Hour=4, Sec=300, ControlIter=4, Element=Capacitor.capbank2c, Action=**CLOSED**
Hour=4, Sec=300, ControlIter=5, Element=Regulator.vreg4_c, Action= CHANGED -1 TAPS TO 1.025.
Hour=4, Sec=300, ControlIter=5, Element=Regulator.vreg2_c, Action= CHANGED -1 TAPS TO 1.00625.
Hour=4, Sec=390, ControlIter=1, Element=Regulator.vreg4_a, Action= CHANGED -1 TAPS TO 1.0625.
Hour=4, Sec=390, ControlIter=1, Element=Regulator.vreg2_a, Action= CHANGED -1 TAPS TO 1.04375.
Hour=4, Sec=420, ControlIter=1, Element=Regulator.vreg3_a, Action= CHANGED -1 TAPS TO 1.0875.
Hour=4, Sec=420, ControlIter=1, Element=Regulator.vreg2_b, Action= CHANGED -1 TAPS TO 1.025.
Hour=4, Sec=420, ControlIter=1, Element=Regulator.vreg2_a, Action= CHANGED -1 TAPS TO 1.0375.
Hour=4, Sec=450, ControlIter=1, Element=Capacitor.capbank2c, Action=**ARMED**, DELAY= 102 SEC
Hour=4, Sec=450, ControlIter=1, Element=Regulator.vreg4_c, Action= CHANGED -1 TAPS TO 1.01875.
Hour=4, Sec=450, ControlIter=1, Element=Regulator.vreg4_b, Action= CHANGED -3 TAPS TO 1.04375.
Hour=4, Sec=450, ControlIter=1, Element=Regulator.vreg4_a, Action= CHANGED -3 TAPS TO 1.04375.
Hour=4, Sec=450, ControlIter=1, Element=Regulator.vreg3_c, Action= CHANGED -1 TAPS TO 0.99375.
Hour=4, Sec=450, ControlIter=1, Element=Regulator.vreg3_b, Action= CHANGED -2 TAPS TO 1.04375.
Hour=4, Sec=450, ControlIter=1, Element=Regulator.vreg3_a, Action= CHANGED -3 TAPS TO 1.06875.
Hour=4, Sec=450, ControlIter=1, Element=Regulator.vreg2_c, Action= CHANGED -1 TAPS TO 1.
Hour=4, Sec=450, ControlIter=1, Element=Regulator.vreg2_b, Action= CHANGED -3 TAPS TO 1.00625.
Hour=4, Sec=450, ControlIter=1, Element=Regulator.vreg2_a, Action= CHANGED -4 TAPS TO 1.0125.
Hour=4, Sec=450, ControlIter=1, Element=Regulator.feeder_regc, Action= CHANGED -1 TAPS TO 1.00625.
Hour=4, Sec=450, ControlIter=2, Element=Regulator.vreg4_b, Action= CHANGED -1 TAPS TO 1.0375.
Hour=4, Sec=450, ControlIter=2, Element=Regulator.vreg4_a, Action= CHANGED -1 TAPS TO 1.0375.
Hour=4, Sec=450, ControlIter=2, Element=Regulator.vreg3_b, Action= CHANGED -1 TAPS TO 1.0375.
Hour=4, Sec=450, ControlIter=2, Element=Regulator.vreg3_a, Action= CHANGED -1 TAPS TO 1.0625.
Hour=4, Sec=450, ControlIter=2, Element=Regulator.vreg2_c, Action= CHANGED 1 TAPS TO 1.00625.
Hour=4, Sec=450, ControlIter=2, Element=Regulator.vreg2_a, Action= CHANGED 1 TAPS TO 1.01875.
Hour=4, Sec=450, ControlIter=3, Element=Regulator.vreg2_b, Action= CHANGED 1 TAPS TO 1.0125.
Hour=4, Sec=450, ControlIter=3, Element=Regulator.vreg2_a, Action= CHANGED 1 TAPS TO 1.025.
Hour=4, Sec=450, ControlIter=4, Element=Capacitor.capbank2c, Action=**OPENED**
Hour=4, Sec=450, ControlIter=5, Element=Regulator.vreg4_c, Action= CHANGED 1 TAPS TO 1.025.
Hour=4, Sec=450, ControlIter=5, Element=Regulator.vreg3_c, Action= CHANGED 2 TAPS TO 1.00625.
Hour=4, Sec=450, ControlIter=5, Element=Regulator.vreg2_c, Action= CHANGED 2 TAPS TO 1.01875.
Hour=4, Sec=450, ControlIter=6, Element=Regulator.vreg2_c, Action= CHANGED -1 TAPS TO 1.0125.
Hour=4, Sec=510, ControlIter=1, Element=Regulator.vreg4_b, Action= CHANGED -1 TAPS TO 1.03125.
Hour=4, Sec=510, ControlIter=1, Element=Regulator.vreg4_a, Action= CHANGED -1 TAPS TO 1.03125.
Hour=4, Sec=510, ControlIter=1, Element=Regulator.vreg3_b, Action= CHANGED -1 TAPS TO 1.03125.
Hour=4, Sec=510, ControlIter=1, Element=Regulator.vreg3_a, Action= CHANGED -2 TAPS TO 1.05.
Hour=4, Sec=510, ControlIter=1, Element=Regulator.vreg2_a, Action= CHANGED -1 TAPS TO 1.01875.
Hour=4, Sec=510, ControlIter=2, Element=Regulator.vreg2_a, Action= CHANGED 1 TAPS TO 1.025.
Hour=4, Sec=540, ControlIter=1, Element=Capacitor.capbank2a, Action=**ARMED**, DELAY= 100 SEC
Hour=4, Sec=540, ControlIter=1, Element=Capacitor.capbank2b, Action=**ARMED**, DELAY= 101 SEC
Hour=4, Sec=540, ControlIter=1, Element=Regulator.vreg4_b, Action= CHANGED -1 TAPS TO 1.025.
Hour=4, Sec=540, ControlIter=1, Element=Regulator.vreg4_a, Action= CHANGED -1 TAPS TO 1.025.
Hour=4, Sec=540, ControlIter=1, Element=Regulator.vreg3_b, Action= CHANGED -1 TAPS TO 1.025.
Hour=4, Sec=540, ControlIter=1, Element=Regulator.vreg3_a, Action= CHANGED -1 TAPS TO 1.04375.
Hour=4, Sec=540, ControlIter=1, Element=Regulator.vreg2_c, Action= CHANGED -1 TAPS TO 1.00625.
Hour=4, Sec=540, ControlIter=1, Element=Regulator.vreg2_b, Action= CHANGED -1 TAPS TO 1.00625.
Hour=4, Sec=540, ControlIter=1, Element=Regulator.vreg2_a, Action= CHANGED -1 TAPS TO 1.01875.
Hour=4, Sec=540, ControlIter=1, Element=Regulator.feeder_regb, Action= CHANGED -1 TAPS TO 1.00625.
Hour=4, Sec=540, ControlIter=1, Element=Regulator.feeder_rega, Action= CHANGED -1 TAPS TO 1.00625.
Hour=4, Sec=540, ControlIter=2, Element=Capacitor.capbank2a, Action=**RESET**
Hour=4, Sec=540, ControlIter=2, Element=Capacitor.capbank2b, Action=**RESET**
Hour=4, Sec=540, ControlIter=2, Element=Regulator.vreg2_b, Action= CHANGED 1 TAPS TO 1.0125.
Hour=4, Sec=540, ControlIter=2, Element=Regulator.vreg2_a, Action= CHANGED 1 TAPS TO 1.025.
Hour=4, Sec=570, ControlIter=1, Element=Regulator.vreg2_b, Action= CHANGED 1 TAPS TO 1.01875.
Hour=4, Sec=660, ControlIter=1, Element=Regulator.vreg4_b, Action= CHANGED 1 TAPS TO 1.03125.
Hour=4, Sec=660, ControlIter=1, Element=Regulator.vreg3_a, Action= CHANGED 1 TAPS TO 1.05.
Hour=4, Sec=660, ControlIter=1, Element=Regulator.vreg2_b, Action= CHANGED 1 TAPS TO 1.025.
Hour=4, Sec=660, ControlIter=1, Element=Regulator.vreg2_a, Action= CHANGED 2 TAPS TO 1.0375.
Hour=4, Sec=690, ControlIter=1, Element=Regulator.vreg4_c, Action= CHANGED 1 TAPS TO 1.03125.
Hour=4, Sec=690, ControlIter=1, Element=Regulator.vreg4_b, Action= CHANGED 4 TAPS TO 1.05625.
Hour=4, Sec=690, ControlIter=1, Element=Regulator.vreg4_a, Action= CHANGED 4 TAPS TO 1.05.
Hour=4, Sec=690, ControlIter=1, Element=Regulator.vreg3_b, Action= CHANGED 4 TAPS TO 1.05.
Hour=4, Sec=690, ControlIter=1, Element=Regulator.vreg3_a, Action= CHANGED 5 TAPS TO 1.08125.
Hour=4, Sec=690, ControlIter=1, Element=Regulator.vreg2_b, Action= CHANGED 4 TAPS TO 1.05.
Hour=4, Sec=690, ControlIter=1, Element=Regulator.vreg2_a, Action= CHANGED 7 TAPS TO 1.08125.
Hour=4, Sec=690, ControlIter=1, Element=Regulator.feeder_regb, Action= CHANGED 1 TAPS TO 1.0125.
Hour=4, Sec=690, ControlIter=1, Element=Regulator.feeder_rega, Action= CHANGED 1 TAPS TO 1.0125.
Hour=4, Sec=690, ControlIter=2, Element=Regulator.vreg4_c, Action= CHANGED 1 TAPS TO 1.0375.
Hour=4, Sec=690, ControlIter=2, Element=Regulator.vreg2_c, Action= CHANGED 1 TAPS TO 1.0125.
Hour=4, Sec=690, ControlIter=2, Element=Regulator.vreg2_b, Action= CHANGED -2 TAPS TO 1.0375.
Hour=4, Sec=690, ControlIter=2, Element=Regulator.vreg2_a, Action= CHANGED -4 TAPS TO 1.05625.
Hour=4, Sec=690, ControlIter=3, Element=Regulator.vreg2_b, Action= CHANGED -1 TAPS TO 1.03125.
Hour=4, Sec=690, ControlIter=3, Element=Regulator.vreg2_a, Action= CHANGED -1 TAPS TO 1.05.
Hour=4, Sec=720, ControlIter=1, Element=Regulator.vreg2_a, Action= CHANGED -1 TAPS TO 1.04375.
Hour=4, Sec=750, ControlIter=1, Element=Regulator.vreg4_b, Action= CHANGED -1 TAPS TO 1.05.
Hour=4, Sec=750, ControlIter=1, Element=Regulator.vreg4_a, Action= CHANGED -1 TAPS TO 1.04375.
Hour=4, Sec=750, ControlIter=1, Element=Regulator.vreg3_b, Action= CHANGED -1 TAPS TO 1.04375.
Hour=4, Sec=750, ControlIter=1, Element=Regulator.vreg3_a, Action= CHANGED -1 TAPS TO 1.075.
Hour=4, Sec=750, ControlIter=1, Element=Regulator.vreg2_b, Action= CHANGED -2 TAPS TO 1.01875.
Hour=4, Sec=750, ControlIter=1, Element=Regulator.vreg2_a, Action= CHANGED -2 TAPS TO 1.03125.
Hour=4, Sec=780, ControlIter=1, Element=Regulator.vreg4_a, Action= CHANGED 1 TAPS TO 1.05.
Hour=4, Sec=780, ControlIter=1, Element=Regulator.vreg2_b, Action= CHANGED 1 TAPS TO 1.025.
Hour=4, Sec=780, ControlIter=1, Element=Regulator.vreg2_a, Action= CHANGED 2 TAPS TO 1.04375.
Hour=4, Sec=810, ControlIter=1, Element=Regulator.vreg4_b, Action= CHANGED 1 TAPS TO 1.05625.
Hour=4, Sec=810, ControlIter=1, Element=Regulator.vreg3_b, Action= CHANGED 1 TAPS TO 1.05.
Hour=4, Sec=810, ControlIter=1, Element=Regulator.vreg3_a, Action= CHANGED 1 TAPS TO 1.08125.
Hour=4, Sec=810, ControlIter=1, Element=Regulator.vreg2_b, Action= CHANGED 1 TAPS TO 1.03125.
Hour=4, Sec=810, ControlIter=1, Element=Regulator.vreg2_a, Action= CHANGED 1 TAPS TO 1.05.
Hour=4, Sec=870, ControlIter=1, Element=Regulator.vreg2_a, Action= CHANGED -1 TAPS TO 1.04375.
Hour=4, Sec=900, ControlIter=1, Element=Regulator.vreg4_c, Action= CHANGED -1 TAPS TO 1.03125.
Hour=4, Sec=900, ControlIter=1, Element=Regulator.vreg4_b, Action= CHANGED -4 TAPS TO 1.03125.
Hour=4, Sec=900, ControlIter=1, Element=Regulator.vreg4_a, Action= CHANGED -2 TAPS TO 1.0375.
Hour=4, Sec=900, ControlIter=1, Element=Regulator.vreg3_b, Action= CHANGED -3 TAPS TO 1.03125.
Hour=4, Sec=900, ControlIter=1, Element=Regulator.vreg3_a, Action= CHANGED -4 TAPS TO 1.05625.
Hour=4, Sec=900, ControlIter=1, Element=Regulator.vreg2_b, Action= CHANGED -4 TAPS TO 1.00625.
Hour=4, Sec=900, ControlIter=1, Element=Regulator.vreg2_a, Action= CHANGED -5 TAPS TO 1.0125.
Hour=4, Sec=900, ControlIter=2, Element=Regulator.vreg4_a, Action= CHANGED -1 TAPS TO 1.03125.
Hour=4, Sec=900, ControlIter=2, Element=Regulator.vreg3_a, Action= CHANGED -1 TAPS TO 1.05.
Hour=4, Sec=900, ControlIter=2, Element=Regulator.vreg2_c, Action= CHANGED -1 TAPS TO 1.00625.
Hour=4, Sec=900, ControlIter=3, Element=Regulator.vreg2_a, Action= CHANGED 1 TAPS TO 1.01875.
Hour=4, Sec=930, ControlIter=1, Element=Capacitor.capbank2a, Action=**ARMED**, DELAY= 100 SEC
Hour=4, Sec=930, ControlIter=1, Element=Capacitor.capbank2b, Action=**ARMED**, DELAY= 101 SEC
Hour=4, Sec=930, ControlIter=1, Element=Regulator.vreg4_b, Action= CHANGED -1 TAPS TO 1.025.
Hour=4, Sec=930, ControlIter=1, Element=Regulator.vreg4_a, Action= CHANGED -2 TAPS TO 1.01875.
Hour=4, Sec=930, ControlIter=1, Element=Regulator.vreg3_b, Action= CHANGED -1 TAPS TO 1.025.
Hour=4, Sec=930, ControlIter=1, Element=Regulator.vreg3_a, Action= CHANGED -2 TAPS TO 1.0375.
Hour=4, Sec=930, ControlIter=1, Element=Regulator.feeder_regb, Action= CHANGED -1 TAPS TO 1.00625.
Hour=4, Sec=930, ControlIter=1, Element=Regulator.feeder_rega, Action= CHANGED -1 TAPS TO 1.00625.
Hour=4, Sec=930, ControlIter=2, Element=Capacitor.capbank2a, Action=**RESET**
Hour=4, Sec=930, ControlIter=2, Element=Capacitor.capbank2b, Action=**RESET**
Hour=4, Sec=930, ControlIter=2, Element=Regulator.vreg2_c, Action= CHANGED -1 TAPS TO 1.
Hour=4, Sec=930, ControlIter=2, Element=Regulator.vreg2_b, Action= CHANGED 1 TAPS TO 1.0125.
Hour=4, Sec=930, ControlIter=2, Element=Regulator.vreg2_a, Action= CHANGED 2 TAPS TO 1.03125.
Hour=4, Sec=960, ControlIter=1, Element=Regulator.vreg3_a, Action= CHANGED 1 TAPS TO 1.04375.
Hour=4, Sec=960, ControlIter=1, Element=Regulator.vreg2_a, Action= CHANGED 1 TAPS TO 1.0375.
Hour=4, Sec=990, ControlIter=1, Element=Regulator.vreg4_a, Action= CHANGED 1 TAPS TO 1.025.
Hour=4, Sec=990, ControlIter=1, Element=Regulator.vreg2_b, Action= CHANGED 1 TAPS TO 1.01875.
Hour=4, Sec=1500, ControlIter=1, Element=Regulator.vreg4_b, Action= CHANGED 1 TAPS TO 1.03125.
Hour=4, Sec=1500, ControlIter=1, Element=Regulator.vreg3_a, Action= CHANGED 1 TAPS TO 1.05.
Hour=4, Sec=1500, ControlIter=1, Element=Regulator.vreg2_b, Action= CHANGED 1 TAPS TO 1.025.
Hour=4, Sec=1530, ControlIter=1, Element=Regulator.vreg4_b, Action= CHANGED 2 TAPS TO 1.04375.
Hour=4, Sec=1530, ControlIter=1, Element=Regulator.vreg4_a, Action= CHANGED 2 TAPS TO 1.0375.
Hour=4, Sec=1530, ControlIter=1, Element=Regulator.vreg3_b, Action= CHANGED 2 TAPS TO 1.0375.
Hour=4, Sec=1530, ControlIter=1, Element=Regulator.vreg3_a, Action= CHANGED 2 TAPS TO 1.0625.
Hour=4, Sec=1530, ControlIter=1, Element=Regulator.vreg2_b, Action= CHANGED 2 TAPS TO 1.0375.
Hour=4, Sec=1530, ControlIter=1, Element=Regulator.vreg2_a, Action= CHANGED 3 TAPS TO 1.05625.
Hour=4, Sec=1530, ControlIter=2, Element=Regulator.vreg4_a, Action= CHANGED 1 TAPS TO 1.04375.
Hour=4, Sec=1530, ControlIter=2, Element=Regulator.vreg3_b, Action= CHANGED 1 TAPS TO 1.04375.
Hour=4, Sec=1530, ControlIter=2, Element=Regulator.vreg3_a, Action= CHANGED 1 TAPS TO 1.06875.
Hour=4, Sec=1530, ControlIter=3, Element=Regulator.vreg2_c, Action= CHANGED 1 TAPS TO 1.00625.
Hour=4, Sec=1530, ControlIter=3, Element=Regulator.vreg2_b, Action= CHANGED -1 TAPS TO 1.03125.
Hour=4, Sec=1530, ControlIter=3, Element=Regulator.vreg2_a, Action= CHANGED -1 TAPS TO 1.05.
Hour=4, Sec=1590, ControlIter=1, Element=Regulator.vreg2_a, Action= CHANGED -1 TAPS TO 1.04375.
Hour=4, Sec=1620, ControlIter=1, Element=Regulator.vreg4_b, Action= CHANGED 2 TAPS TO 1.05625.
Hour=4, Sec=1620, ControlIter=1, Element=Regulator.vreg4_a, Action= CHANGED 2 TAPS TO 1.05625.
Hour=4, Sec=1620, ControlIter=1, Element=Regulator.vreg3_b, Action= CHANGED 1 TAPS TO 1.05.
Hour=4, Sec=1620, ControlIter=1, Element=Regulator.vreg3_a, Action= CHANGED 2 TAPS TO 1.08125.
Hour=4, Sec=1620, ControlIter=1, Element=Regulator.vreg2_a, Action= CHANGED 2 TAPS TO 1.05625.
Hour=4, Sec=1620, ControlIter=2, Element=Regulator.vreg2_a, Action= CHANGED -1 TAPS TO 1.05.
Hour=4, Sec=1650, ControlIter=1, Element=Regulator.vreg4_b, Action= CHANGED 1 TAPS TO 1.0625.
Hour=4, Sec=1650, ControlIter=1, Element=Regulator.vreg4_a, Action= CHANGED 1 TAPS TO 1.0625.
Hour=4, Sec=1650, ControlIter=1, Element=Regulator.vreg3_b, Action= CHANGED 1 TAPS TO 1.05625.
Hour=4, Sec=1650, ControlIter=1, Element=Regulator.vreg3_a, Action= CHANGED 1 TAPS TO 1.0875.
Hour=4, Sec=1650, ControlIter=1, Element=Regulator.vreg2_a, Action= CHANGED 1 TAPS TO 1.05625.
Hour=4, Sec=1650, ControlIter=1, Element=Regulator.feeder_regb, Action= CHANGED 1 TAPS TO 1.0125.
Hour=4, Sec=1650, ControlIter=2, Element=Capacitor.capbank2c, Action=**ARMED**, DELAY= 102 SEC
Hour=4, Sec=1650, ControlIter=2, Element=Regulator.vreg4_c, Action= CHANGED 1 TAPS TO 1.0375.
Hour=4, Sec=1650, ControlIter=2, Element=Regulator.vreg3_a, Action= CHANGED 1 TAPS TO 1.09375.
Hour=4, Sec=1650, ControlIter=2, Element=Regulator.vreg2_c, Action= CHANGED 1 TAPS TO 1.0125.
Hour=4, Sec=1650, ControlIter=2, Element=Regulator.vreg2_b, Action= CHANGED -1 TAPS TO 1.025.
Hour=4, Sec=1650, ControlIter=3, Element=Capacitor.capbank2c, Action=**RESET**
Hour=4, Sec=1650, ControlIter=3, Element=Regulator.vreg2_a, Action= CHANGED -1 TAPS TO 1.05.
Hour=4, Sec=1680, ControlIter=1, Element=Capacitor.capbank2c, Action=**ARMED**, DELAY= 102 SEC
Hour=4, Sec=1680, ControlIter=1, Element=Regulator.feeder_regc, Action= CHANGED 1 TAPS TO 1.0125.
Hour=4, Sec=1680, ControlIter=2, Element=Capacitor.capbank2c, Action=**RESET**
Hour=4, Sec=1830, ControlIter=1, Element=Regulator.vreg3_b, Action= CHANGED -1 TAPS TO 1.05.
Hour=4, Sec=1830, ControlIter=2, Element=Regulator.vreg2_a, Action= CHANGED -1 TAPS TO 1.04375.
Hour=4, Sec=1860, ControlIter=1, Element=Regulator.vreg4_c, Action= CHANGED -1 TAPS TO 1.03125.
Hour=4, Sec=1860, ControlIter=1, Element=Regulator.vreg4_b, Action= CHANGED -2 TAPS TO 1.05.
Hour=4, Sec=1860, ControlIter=1, Element=Regulator.vreg4_a, Action= CHANGED -1 TAPS TO 1.05625.
Hour=4, Sec=1860, ControlIter=1, Element=Regulator.vreg3_b, Action= CHANGED -1 TAPS TO 1.04375.
Hour=4, Sec=1860, ControlIter=1, Element=Regulator.vreg3_a, Action= CHANGED -2 TAPS TO 1.08125.
Hour=4, Sec=1860, ControlIter=1, Element=Regulator.vreg2_c, Action= CHANGED -1 TAPS TO 1.00625.
Hour=4, Sec=1860, ControlIter=1, Element=Regulator.vreg2_b, Action= CHANGED -1 TAPS TO 1.01875.
Hour=4, Sec=1860, ControlIter=1, Element=Regulator.vreg2_a, Action= CHANGED -2 TAPS TO 1.03125.
Hour=4, Sec=1890, ControlIter=1, Element=Regulator.vreg2_b, Action= CHANGED 1 TAPS TO 1.025.
Hour=4, Sec=1890, ControlIter=1, Element=Regulator.vreg2_a, Action= CHANGED 2 TAPS TO 1.04375.
Hour=4, Sec=2040, ControlIter=1, Element=Regulator.vreg4_c, Action= CHANGED -1 TAPS TO 1.025.
Hour=4, Sec=2040, ControlIter=1, Element=Regulator.vreg4_b, Action= CHANGED -2 TAPS TO 1.0375.
Hour=4, Sec=2040, ControlIter=1, Element=Regulator.vreg4_a, Action= CHANGED -2 TAPS TO 1.04375.
Hour=4, Sec=2040, ControlIter=1, Element=Regulator.vreg3_c, Action= CHANGED -1 TAPS TO 1.
Hour=4, Sec=2040, ControlIter=1, Element=Regulator.vreg3_b, Action= CHANGED -2 TAPS TO 1.03125.
Hour=4, Sec=2040, ControlIter=1, Element=Regulator.vreg3_a, Action= CHANGED -2 TAPS TO 1.06875.
Hour=4, Sec=2040, ControlIter=1, Element=Regulator.vreg2_c, Action= CHANGED -1 TAPS TO 1.
Hour=4, Sec=2040, ControlIter=1, Element=Regulator.vreg2_b, Action= CHANGED -2 TAPS TO 1.0125.
Hour=4, Sec=2040, ControlIter=1, Element=Regulator.vreg2_a, Action= CHANGED -4 TAPS TO 1.01875.
Hour=4, Sec=2040, ControlIter=2, Element=Regulator.vreg4_b, Action= CHANGED -1 TAPS TO 1.03125.
Hour=4, Sec=2040, ControlIter=2, Element=Regulator.vreg4_a, Action= CHANGED -1 TAPS TO 1.0375.
Hour=4, Sec=2040, ControlIter=2, Element=Regulator.vreg3_a, Action= CHANGED -1 TAPS TO 1.0625.
Hour=4, Sec=2040, ControlIter=3, Element=Regulator.vreg2_a, Action= CHANGED 1 TAPS TO 1.025.
Hour=4, Sec=2070, ControlIter=1, Element=Capacitor.capbank2a, Action=**ARMED**, DELAY= 100 SEC
Hour=4, Sec=2070, ControlIter=1, Element=Capacitor.capbank2b, Action=**ARMED**, DELAY= 101 SEC
Hour=4, Sec=2070, ControlIter=1, Element=Regulator.vreg4_b, Action= CHANGED -2 TAPS TO 1.01875.
Hour=4, Sec=2070, ControlIter=1, Element=Regulator.vreg4_a, Action= CHANGED -1 TAPS TO 1.03125.
Hour=4, Sec=2070, ControlIter=1, Element=Regulator.vreg3_b, Action= CHANGED -2 TAPS TO 1.01875.
Hour=4, Sec=2070, ControlIter=1, Element=Regulator.vreg3_a, Action= CHANGED -2 TAPS TO 1.05.
Hour=4, Sec=2070, ControlIter=1, Element=Regulator.vreg2_b, Action= CHANGED -1 TAPS TO 1.00625.
Hour=4, Sec=2070, ControlIter=1, Element=Regulator.vreg2_a, Action= CHANGED -2 TAPS TO 1.0125.
Hour=4, Sec=2070, ControlIter=1, Element=Regulator.feeder_regb, Action= CHANGED -1 TAPS TO 1.00625.
Hour=4, Sec=2070, ControlIter=2, Element=Capacitor.capbank2b, Action=**RESET**
Hour=4, Sec=2070, ControlIter=2, Element=Regulator.vreg4_c, Action= CHANGED -1 TAPS TO 1.01875.
Hour=4, Sec=2070, ControlIter=2, Element=Regulator.vreg2_b, Action= CHANGED 2 TAPS TO 1.01875.
Hour=4, Sec=2070, ControlIter=2, Element=Regulator.vreg2_a, Action= CHANGED 1 TAPS TO 1.01875.
Hour=4, Sec=2070, ControlIter=3, Element=Regulator.vreg2_b, Action= CHANGED 1 TAPS TO 1.025.
Hour=4, Sec=2070, ControlIter=4, Element=Capacitor.capbank2a, Action=**OPENED**
Hour=4, Sec=2070, ControlIter=5, Element=Regulator.vreg2_a, Action= CHANGED 2 TAPS TO 1.03125.
Hour=4, Sec=2100, ControlIter=1, Element=Capacitor.capbank2a, Action=**ARMED**, DELAY= 370 SEC
Hour=4, Sec=2100, ControlIter=1, Element=Regulator.vreg4_b, Action= CHANGED 1 TAPS TO 1.025.
Hour=4, Sec=2100, ControlIter=1, Element=Regulator.vreg3_b, Action= CHANGED 1 TAPS TO 1.025.
Hour=4, Sec=2100, ControlIter=1, Element=Regulator.vreg3_a, Action= CHANGED 1 TAPS TO 1.05625.
Hour=4, Sec=2100, ControlIter=1, Element=Regulator.vreg2_a, Action= CHANGED 1 TAPS TO 1.0375.
Hour=4, Sec=2100, ControlIter=2, Element=Capacitor.capbank2a, Action=**CLOSED**
Hour=4, Sec=2100, ControlIter=3, Element=Regulator.vreg3_a, Action= CHANGED -1 TAPS TO 1.05.
Hour=4, Sec=2100, ControlIter=3, Element=Regulator.vreg2_a, Action= CHANGED -2 TAPS TO 1.025.
Hour=4, Sec=2160, ControlIter=1, Element=Capacitor.capbank2a, Action=**ARMED**, DELAY= 100 SEC
Hour=4, Sec=2160, ControlIter=1, Element=Capacitor.capbank2a, Action=**OPENED**
Hour=4, Sec=2160, ControlIter=2, Element=Regulator.vreg2_a, Action= CHANGED 1 TAPS TO 1.03125.
Hour=4, Sec=2220, ControlIter=1, Element=Regulator.vreg3_a, Action= CHANGED 1 TAPS TO 1.05625.
Hour=4, Sec=2220, ControlIter=1, Element=Regulator.vreg2_a, Action= CHANGED 1 TAPS TO 1.0375.
Hour=4, Sec=2610, ControlIter=1, Element=Regulator.vreg2_a, Action= CHANGED -1 TAPS TO 1.03125.
Hour=4, Sec=2670, ControlIter=1, Element=Capacitor.capbank2a, Action=**ARMED**, DELAY= 100 SEC
Hour=4, Sec=2670, ControlIter=1, Element=Regulator.vreg4_a, Action= CHANGED 1 TAPS TO 1.0375.
Hour=4, Sec=2670, ControlIter=1, Element=Regulator.vreg3_a, Action= CHANGED 1 TAPS TO 1.0625.
Hour=4, Sec=2670, ControlIter=1, Element=Regulator.vreg2_a, Action= CHANGED 1 TAPS TO 1.0375.
Hour=4, Sec=2670, ControlIter=2, Element=Capacitor.capbank2a, Action=**CLOSED**
Hour=4, Sec=2670, ControlIter=3, Element=Regulator.vreg4_b, Action= CHANGED 1 TAPS TO 1.03125.
Hour=4, Sec=2670, ControlIter=3, Element=Regulator.vreg3_a, Action= CHANGED -1 TAPS TO 1.05625.
Hour=4, Sec=2670, ControlIter=3, Element=Regulator.vreg2_a, Action= CHANGED -2 TAPS TO 1.025.
Hour=4, Sec=2700, ControlIter=1, Element=Regulator.vreg4_b, Action= CHANGED 1 TAPS TO 1.0375.
Hour=4, Sec=2700, ControlIter=1, Element=Regulator.vreg3_b, Action= CHANGED 1 TAPS TO 1.03125.
Hour=4, Sec=2700, ControlIter=1, Element=Regulator.vreg2_b, Action= CHANGED 1 TAPS TO 1.03125.
Hour=4, Sec=2700, ControlIter=1, Element=Regulator.vreg2_a, Action= CHANGED 2 TAPS TO 1.0375.
Hour=4, Sec=2730, ControlIter=1, Element=Regulator.vreg4_b, Action= CHANGED -1 TAPS TO 1.03125.
Hour=4, Sec=2730, ControlIter=1, Element=Regulator.vreg4_a, Action= CHANGED -1 TAPS TO 1.03125.
Hour=4, Sec=2730, ControlIter=1, Element=Regulator.vreg3_a, Action= CHANGED -1 TAPS TO 1.05.
Hour=4, Sec=2730, ControlIter=1, Element=Regulator.vreg2_b, Action= CHANGED -2 TAPS TO 1.01875.
Hour=4, Sec=2730, ControlIter=1, Element=Regulator.vreg2_a, Action= CHANGED -2 TAPS TO 1.025.
Hour=4, Sec=3030, ControlIter=1, Element=Regulator.vreg2_a, Action= CHANGED 2 TAPS TO 1.0375.
Hour=4, Sec=3060, ControlIter=1, Element=Capacitor.capbank2a, Action=**ARMED**, DELAY= 100 SEC
Hour=4, Sec=3060, ControlIter=1, Element=Regulator.vreg2_a, Action= CHANGED -1 TAPS TO 1.03125.
Hour=4, Sec=3060, ControlIter=2, Element=Regulator.vreg2_a, Action= CHANGED -1 TAPS TO 1.025.
Hour=4, Sec=3060, ControlIter=3, Element=Capacitor.capbank2a, Action=**OPENED**
Hour=4, Sec=3060, ControlIter=4, Element=Regulator.vreg2_b, Action= CHANGED -1 TAPS TO 1.0125.
Hour=4, Sec=3060, ControlIter=4, Element=Regulator.vreg2_a, Action= CHANGED 1 TAPS TO 1.03125.
Hour=4, Sec=3090, ControlIter=1, Element=Capacitor.capbank2a, Action=**ARMED**, DELAY= 370 SEC
Hour=4, Sec=3090, ControlIter=1, Element=Regulator.vreg4_a, Action= CHANGED 2 TAPS TO 1.04375.
Hour=4, Sec=3090, ControlIter=1, Element=Regulator.vreg3_a, Action= CHANGED 2 TAPS TO 1.0625.
Hour=4, Sec=3090, ControlIter=1, Element=Regulator.vreg2_b, Action= CHANGED 1 TAPS TO 1.01875.
Hour=4, Sec=3090, ControlIter=1, Element=Regulator.vreg2_a, Action= CHANGED 3 TAPS TO 1.05.
Hour=4, Sec=3090, ControlIter=1, Element=Regulator.feeder_rega, Action= CHANGED 1 TAPS TO 1.0125.
Hour=4, Sec=3090, ControlIter=2, Element=Regulator.vreg2_b, Action= CHANGED 1 TAPS TO 1.025.
Hour=4, Sec=3090, ControlIter=2, Element=Regulator.vreg2_a, Action= CHANGED -2 TAPS TO 1.0375.
Hour=4, Sec=3090, ControlIter=3, Element=Capacitor.capbank2a, Action=**CLOSED**
Hour=4, Sec=3090, ControlIter=4, Element=Regulator.vreg4_b, Action= CHANGED 1 TAPS TO 1.0375.
Hour=4, Sec=3090, ControlIter=4, Element=Regulator.vreg4_a, Action= CHANGED -2 TAPS TO 1.03125.
Hour=4, Sec=3090, ControlIter=4, Element=Regulator.vreg3_a, Action= CHANGED -1 TAPS TO 1.05625.
Hour=4, Sec=3090, ControlIter=4, Element=Regulator.vreg2_a, Action= CHANGED -2 TAPS TO 1.025.
Hour=4, Sec=3120, ControlIter=1, Element=Regulator.vreg4_b, Action= CHANGED 1 TAPS TO 1.04375.
Hour=4, Sec=3120, ControlIter=1, Element=Regulator.vreg3_b, Action= CHANGED 1 TAPS TO 1.0375.
Hour=4, Sec=3120, ControlIter=1, Element=Regulator.vreg2_b, Action= CHANGED 1 TAPS TO 1.03125.
Hour=4, Sec=3120, ControlIter=1, Element=Regulator.vreg2_a, Action= CHANGED 2 TAPS TO 1.0375.
Hour=4, Sec=3150, ControlIter=1, Element=Regulator.vreg4_b, Action= CHANGED -1 TAPS TO 1.0375.
Hour=4, Sec=3150, ControlIter=1, Element=Regulator.vreg3_a, Action= CHANGED -1 TAPS TO 1.05.
Hour=4, Sec=3150, ControlIter=1, Element=Regulator.vreg2_b, Action= CHANGED -2 TAPS TO 1.01875.
Hour=4, Sec=3150, ControlIter=1, Element=Regulator.vreg2_a, Action= CHANGED -2 TAPS TO 1.025.
Hour=4, Sec=3180, ControlIter=1, Element=Regulator.vreg4_b, Action= CHANGED 2 TAPS TO 1.05.
Hour=4, Sec=3180, ControlIter=1, Element=Regulator.vreg4_a, Action= CHANGED 1 TAPS TO 1.0375.
Hour=4, Sec=3180, ControlIter=1, Element=Regulator.vreg3_b, Action= CHANGED 1 TAPS TO 1.04375.
Hour=4, Sec=3180, ControlIter=1, Element=Regulator.vreg3_a, Action= CHANGED 2 TAPS TO 1.0625.
Hour=4, Sec=3180, ControlIter=1, Element=Regulator.vreg2_b, Action= CHANGED 2 TAPS TO 1.03125.
Hour=4, Sec=3180, ControlIter=1, Element=Regulator.vreg2_a, Action= CHANGED 4 TAPS TO 1.05.
Hour=4, Sec=3180, ControlIter=2, Element=Regulator.vreg4_c, Action= CHANGED 1 TAPS TO 1.025.
Hour=4, Sec=3180, ControlIter=2, Element=Regulator.vreg2_c, Action= CHANGED 1 TAPS TO 1.00625.
Hour=4, Sec=3210, ControlIter=1, Element=Regulator.vreg4_b, Action= CHANGED -1 TAPS TO 1.04375.
Hour=4, Sec=3210, ControlIter=1, Element=Regulator.vreg4_a, Action= CHANGED -1 TAPS TO 1.03125.
Hour=4, Sec=3210, ControlIter=1, Element=Regulator.vreg3_b, Action= CHANGED -1 TAPS TO 1.0375.
Hour=4, Sec=3210, ControlIter=1, Element=Regulator.vreg3_a, Action= CHANGED -1 TAPS TO 1.05625.
Hour=4, Sec=3210, ControlIter=1, Element=Regulator.vreg2_b, Action= CHANGED -2 TAPS TO 1.01875.
Hour=4, Sec=3210, ControlIter=1, Element=Regulator.vreg2_a, Action= CHANGED -3 TAPS TO 1.03125.
Hour=4, Sec=3270, ControlIter=1, Element=Capacitor.capbank2a, Action=**ARMED**, DELAY= 100 SEC
Hour=4, Sec=3270, ControlIter=1, Element=Capacitor.capbank2b, Action=**ARMED**, DELAY= 101 SEC
Hour=4, Sec=3270, ControlIter=1, Element=Regulator.vreg4_b, Action= CHANGED -2 TAPS TO 1.03125.
Hour=4, Sec=3270, ControlIter=1, Element=Regulator.vreg4_a, Action= CHANGED -1 TAPS TO 1.025.
Hour=4, Sec=3270, ControlIter=1, Element=Regulator.vreg3_b, Action= CHANGED -1 TAPS TO 1.03125.
Hour=4, Sec=3270, ControlIter=1, Element=Regulator.vreg3_a, Action= CHANGED -2 TAPS TO 1.04375.
Hour=4, Sec=3270, ControlIter=1, Element=Regulator.vreg2_b, Action= CHANGED -1 TAPS TO 1.0125.
Hour=4, Sec=3270, ControlIter=1, Element=Regulator.vreg2_a, Action= CHANGED -2 TAPS TO 1.01875.
Hour=4, Sec=3270, ControlIter=1, Element=Regulator.feeder_rega, Action= CHANGED -1 TAPS TO 1.00625.
Hour=4, Sec=3270, ControlIter=2, Element=Capacitor.capbank2a, Action=**RESET**
Hour=4, Sec=3270, ControlIter=2, Element=Capacitor.capbank2b, Action=**RESET**
Hour=4, Sec=3270, ControlIter=2, Element=Regulator.vreg4_c, Action= CHANGED -1 TAPS TO 1.01875.
Hour=4, Sec=3270, ControlIter=2, Element=Regulator.vreg2_c, Action= CHANGED -1 TAPS TO 1.
Hour=4, Sec=3270, ControlIter=2, Element=Regulator.vreg2_a, Action= CHANGED 1 TAPS TO 1.025.
Hour=4, Sec=3330, ControlIter=1, Element=Regulator.vreg2_a, Action= CHANGED 1 TAPS TO 1.03125.
Hour=4, Sec=3510, ControlIter=1, Element=Regulator.vreg4_b, Action= CHANGED 1 TAPS TO 1.0375.
Hour=4, Sec=3510, ControlIter=1, Element=Regulator.vreg4_a, Action= CHANGED 2 TAPS TO 1.0375.
Hour=4, Sec=3510, ControlIter=1, Element=Regulator.vreg3_a, Action= CHANGED 2 TAPS TO 1.05625.
Hour=4, Sec=3510, ControlIter=1, Element=Regulator.vreg2_b, Action= CHANGED 2 TAPS TO 1.025.
Hour=4, Sec=3510, ControlIter=1, Element=Regulator.vreg2_a, Action= CHANGED 3 TAPS TO 1.05.
Hour=4, Sec=3540, ControlIter=1, Element=Capacitor.capbank2a, Action=**ARMED**, DELAY= 100 SEC
Hour=4, Sec=3540, ControlIter=1, Element=Regulator.vreg4_b, Action= CHANGED -1 TAPS TO 1.03125.
Hour=4, Sec=3540, ControlIter=1, Element=Regulator.vreg4_a, Action= CHANGED -1 TAPS TO 1.03125.
Hour=4, Sec=3540, ControlIter=1, Element=Regulator.vreg3_a, Action= CHANGED -1 TAPS TO 1.05.
Hour=4, Sec=3540, ControlIter=1, Element=Regulator.vreg2_b, Action= CHANGED -1 TAPS TO 1.01875.
Hour=4, Sec=3540, ControlIter=1, Element=Regulator.vreg2_a, Action= CHANGED -3 TAPS TO 1.03125.
Hour=4, Sec=3540, ControlIter=2, Element=Capacitor.capbank2a, Action=**OPENED**
Hour=4, Sec=3570, ControlIter=1, Element=Regulator.vreg3_a, Action= CHANGED 1 TAPS TO 1.05625.
Hour=4, Sec=3570, ControlIter=1, Element=Regulator.vreg2_a, Action= CHANGED 1 TAPS TO 1.0375.
Hour=5, Sec=0, ControlIter=1, Element=Capacitor.capbank2a, Action=**ARMED**, DELAY= 340 SEC
Hour=5, Sec=0, ControlIter=1, Element=Regulator.vreg4_b, Action= CHANGED 2 TAPS TO 1.04375.
Hour=5, Sec=0, ControlIter=1, Element=Regulator.vreg4_a, Action= CHANGED 4 TAPS TO 1.05625.
Hour=5, Sec=0, ControlIter=1, Element=Regulator.vreg3_b, Action= CHANGED 2 TAPS TO 1.04375.
Hour=5, Sec=0, ControlIter=1, Element=Regulator.vreg3_a, Action= CHANGED 4 TAPS TO 1.08125.
Hour=5, Sec=0, ControlIter=1, Element=Regulator.vreg2_b, Action= CHANGED 2 TAPS TO 1.03125.
Hour=5, Sec=0, ControlIter=1, Element=Regulator.vreg2_a, Action= CHANGED 4 TAPS TO 1.0625.
Hour=5, Sec=0, ControlIter=1, Element=Regulator.feeder_rega, Action= CHANGED 1 TAPS TO 1.0125.
Hour=5, Sec=0, ControlIter=2, Element=Regulator.vreg4_b, Action= CHANGED 1 TAPS TO 1.05.
Hour=5, Sec=0, ControlIter=2, Element=Regulator.vreg2_a, Action= CHANGED -3 TAPS TO 1.04375.
Hour=5, Sec=0, ControlIter=3, Element=Regulator.vreg2_a, Action= CHANGED -1 TAPS TO 1.0375.
Hour=5, Sec=0, ControlIter=4, Element=Capacitor.capbank2a, Action=**CLOSED**
Hour=5, Sec=0, ControlIter=5, Element=Regulator.vreg4_c, Action= CHANGED 1 TAPS TO 1.025.
Hour=5, Sec=0, ControlIter=5, Element=Regulator.vreg4_a, Action= CHANGED -2 TAPS TO 1.04375.
Hour=5, Sec=0, ControlIter=5, Element=Regulator.vreg3_a, Action= CHANGED -2 TAPS TO 1.06875.
Hour=5, Sec=0, ControlIter=5, Element=Regulator.vreg2_c, Action= CHANGED 1 TAPS TO 1.00625.
Hour=5, Sec=0, ControlIter=5, Element=Regulator.vreg2_a, Action= CHANGED -2 TAPS TO 1.025.
Hour=5, Sec=0, ControlIter=6, Element=Regulator.vreg2_a, Action= CHANGED 1 TAPS TO 1.03125.
Hour=5, Sec=30, ControlIter=1, Element=Regulator.vreg4_b, Action= CHANGED 1 TAPS TO 1.05625.
Hour=5, Sec=30, ControlIter=1, Element=Regulator.vreg3_b, Action= CHANGED 1 TAPS TO 1.05.
Hour=5, Sec=30, ControlIter=1, Element=Regulator.vreg2_a, Action= CHANGED 2 TAPS TO 1.04375.
Hour=5, Sec=60, ControlIter=1, Element=Regulator.vreg4_b, Action= CHANGED -2 TAPS TO 1.04375.
Hour=5, Sec=60, ControlIter=1, Element=Regulator.vreg4_a, Action= CHANGED -1 TAPS TO 1.0375.
Hour=5, Sec=60, ControlIter=1, Element=Regulator.vreg3_b, Action= CHANGED -2 TAPS TO 1.0375.
Hour=5, Sec=60, ControlIter=1, Element=Regulator.vreg3_a, Action= CHANGED -2 TAPS TO 1.05625.
Hour=5, Sec=60, ControlIter=1, Element=Regulator.vreg2_b, Action= CHANGED -2 TAPS TO 1.01875.
Hour=5, Sec=60, ControlIter=1, Element=Regulator.vreg2_a, Action= CHANGED -3 TAPS TO 1.025.
Hour=5, Sec=90, ControlIter=1, Element=Capacitor.capbank2a, Action=**ARMED**, DELAY= 100 SEC
Hour=5, Sec=90, ControlIter=1, Element=Regulator.vreg4_b, Action= CHANGED -1 TAPS TO 1.0375.
Hour=5, Sec=90, ControlIter=1, Element=Regulator.vreg4_a, Action= CHANGED -2 TAPS TO 1.025.
Hour=5, Sec=90, ControlIter=1, Element=Regulator.vreg3_b, Action= CHANGED -1 TAPS TO 1.03125.
Hour=5, Sec=90, ControlIter=1, Element=Regulator.vreg3_a, Action= CHANGED -2 TAPS TO 1.04375.
Hour=5, Sec=90, ControlIter=1, Element=Regulator.vreg2_b, Action= CHANGED -1 TAPS TO 1.0125.
Hour=5, Sec=90, ControlIter=1, Element=Regulator.vreg2_a, Action= CHANGED -1 TAPS TO 1.01875.
Hour=5, Sec=90, ControlIter=2, Element=Capacitor.capbank2a, Action=**RESET**
Hour=5, Sec=90, ControlIter=2, Element=Regulator.vreg2_a, Action= CHANGED 1 TAPS TO 1.025.
Hour=5, Sec=120, ControlIter=1, Element=Capacitor.capbank2a, Action=**ARMED**, DELAY= 100 SEC
Hour=5, Sec=120, ControlIter=1, Element=Capacitor.capbank2b, Action=**ARMED**, DELAY= 101 SEC
Hour=5, Sec=120, ControlIter=1, Element=Regulator.vreg4_c, Action= CHANGED -1 TAPS TO 1.01875.
Hour=5, Sec=120, ControlIter=1, Element=Regulator.vreg4_b, Action= CHANGED -1 TAPS TO 1.03125.
Hour=5, Sec=120, ControlIter=1, Element=Regulator.vreg4_a, Action= CHANGED -1 TAPS TO 1.01875.
Hour=5, Sec=120, ControlIter=1, Element=Regulator.feeder_rega, Action= CHANGED -1 TAPS TO 1.00625.
Hour=5, Sec=120, ControlIter=2, Element=Capacitor.capbank2a, Action=**RESET**
Hour=5, Sec=120, ControlIter=2, Element=Capacitor.capbank2b, Action=**RESET**
Hour=5, Sec=120, ControlIter=2, Element=Regulator.vreg2_c, Action= CHANGED -1 TAPS TO 1.
Hour=5, Sec=180, ControlIter=1, Element=Regulator.vreg4_a, Action= CHANGED 1 TAPS TO 1.025.
Hour=5, Sec=180, ControlIter=1, Element=Regulator.vreg2_a, Action= CHANGED 1 TAPS TO 1.03125.
Hour=5, Sec=240, ControlIter=1, Element=Regulator.vreg3_a, Action= CHANGED 1 TAPS TO 1.05.
Hour=5, Sec=240, ControlIter=1, Element=Regulator.vreg2_a, Action= CHANGED 1 TAPS TO 1.0375.
Hour=5, Sec=300, ControlIter=1, Element=Regulator.vreg2_a, Action= CHANGED -1 TAPS TO 1.03125.
Hour=5, Sec=480, ControlIter=1, Element=Capacitor.capbank2a, Action=**ARMED**, DELAY= 100 SEC
Hour=5, Sec=480, ControlIter=1, Element=Capacitor.capbank2a, Action=**OPENED**
Hour=5, Sec=480, ControlIter=2, Element=Regulator.vreg4_a, Action= CHANGED 1 TAPS TO 1.03125.
Hour=5, Sec=600, ControlIter=1, Element=Capacitor.capbank2b, Action=**ARMED**, DELAY= 101 SEC
Hour=5, Sec=600, ControlIter=1, Element=Regulator.vreg4_b, Action= CHANGED -1 TAPS TO 1.025.
Hour=5, Sec=600, ControlIter=1, Element=Regulator.vreg3_b, Action= CHANGED -1 TAPS TO 1.025.
Hour=5, Sec=600, ControlIter=2, Element=Capacitor.capbank2b, Action=**RESET**
Hour=5, Sec=630, ControlIter=1, Element=Capacitor.capbank2a, Action=**ARMED**, DELAY= 250 SEC
Hour=5, Sec=630, ControlIter=1, Element=Regulator.vreg4_a, Action= CHANGED 1 TAPS TO 1.0375.
Hour=5, Sec=630, ControlIter=1, Element=Regulator.vreg3_a, Action= CHANGED 1 TAPS TO 1.05625.
Hour=5, Sec=630, ControlIter=1, Element=Regulator.vreg2_b, Action= CHANGED 1 TAPS TO 1.01875.
Hour=5, Sec=630, ControlIter=1, Element=Regulator.vreg2_a, Action= CHANGED 2 TAPS TO 1.04375.
Hour=5, Sec=630, ControlIter=2, Element=Capacitor.capbank2a, Action=**CLOSED**
Hour=5, Sec=630, ControlIter=3, Element=Regulator.vreg4_b, Action= CHANGED 1 TAPS TO 1.03125.
Hour=5, Sec=630, ControlIter=3, Element=Regulator.vreg2_b, Action= CHANGED 1 TAPS TO 1.025.
Hour=5, Sec=630, ControlIter=3, Element=Regulator.vreg2_a, Action= CHANGED -2 TAPS TO 1.03125.
Hour=5, Sec=660, ControlIter=1, Element=Regulator.vreg4_b, Action= CHANGED 2 TAPS TO 1.04375.
Hour=5, Sec=660, ControlIter=1, Element=Regulator.vreg4_a, Action= CHANGED 2 TAPS TO 1.05.
Hour=5, Sec=660, ControlIter=1, Element=Regulator.vreg3_b, Action= CHANGED 3 TAPS TO 1.04375.
Hour=5, Sec=660, ControlIter=1, Element=Regulator.vreg3_a, Action= CHANGED 2 TAPS TO 1.06875.
Hour=5, Sec=660, ControlIter=1, Element=Regulator.vreg2_b, Action= CHANGED 3 TAPS TO 1.04375.
Hour=5, Sec=660, ControlIter=1, Element=Regulator.vreg2_a, Action= CHANGED 4 TAPS TO 1.05625.
Hour=5, Sec=660, ControlIter=2, Element=Regulator.vreg4_c, Action= CHANGED 1 TAPS TO 1.025.
Hour=5, Sec=660, ControlIter=2, Element=Regulator.vreg4_b, Action= CHANGED 1 TAPS TO 1.05.
Hour=5, Sec=660, ControlIter=2, Element=Regulator.vreg3_a, Action= CHANGED 1 TAPS TO 1.075.
Hour=5, Sec=660, ControlIter=2, Element=Regulator.vreg2_c, Action= CHANGED 1 TAPS TO 1.00625.
Hour=5, Sec=660, ControlIter=2, Element=Regulator.vreg2_b, Action= CHANGED -1 TAPS TO 1.0375.
Hour=5, Sec=660, ControlIter=3, Element=Regulator.vreg2_a, Action= CHANGED -1 TAPS TO 1.05.
Hour=5, Sec=690, ControlIter=1, Element=Regulator.vreg4_b, Action= CHANGED 1 TAPS TO 1.05625.
Hour=5, Sec=690, ControlIter=1, Element=Regulator.vreg4_a, Action= CHANGED 1 TAPS TO 1.05625.
Hour=5, Sec=690, ControlIter=1, Element=Regulator.vreg3_b, Action= CHANGED 1 TAPS TO 1.05.
Hour=5, Sec=690, ControlIter=1, Element=Regulator.vreg3_a, Action= CHANGED 2 TAPS TO 1.0875.
Hour=5, Sec=690, ControlIter=1, Element=Regulator.vreg2_a, Action= CHANGED 1 TAPS TO 1.05625.
Hour=5, Sec=690, ControlIter=2, Element=Regulator.vreg4_b, Action= CHANGED 1 TAPS TO 1.0625.
Hour=5, Sec=690, ControlIter=2, Element=Regulator.vreg2_a, Action= CHANGED -1 TAPS TO 1.05.
Hour=5, Sec=720, ControlIter=1, Element=Regulator.vreg2_a, Action= CHANGED -1 TAPS TO 1.04375.
Hour=5, Sec=870, ControlIter=1, Element=Regulator.vreg2_b, Action= CHANGED -1 TAPS TO 1.03125.
Hour=5, Sec=870, ControlIter=1, Element=Regulator.vreg2_a, Action= CHANGED -1 TAPS TO 1.0375.
Hour=5, Sec=900, ControlIter=1, Element=Regulator.vreg4_b, Action= CHANGED -3 TAPS TO 1.04375.
Hour=5, Sec=900, ControlIter=1, Element=Regulator.vreg4_a, Action= CHANGED -2 TAPS TO 1.04375.
Hour=5, Sec=900, ControlIter=1, Element=Regulator.vreg3_b, Action= CHANGED -2 TAPS TO 1.0375.
Hour=5, Sec=900, ControlIter=1, Element=Regulator.vreg3_a, Action= CHANGED -3 TAPS TO 1.06875.
Hour=5, Sec=900, ControlIter=1, Element=Regulator.vreg2_b, Action= CHANGED -3 TAPS TO 1.0125.
Hour=5, Sec=900, ControlIter=1, Element=Regulator.vreg2_a, Action= CHANGED -4 TAPS TO 1.0125.
Hour=5, Sec=900, ControlIter=2, Element=Regulator.vreg4_a, Action= CHANGED -1 TAPS TO 1.0375.
Hour=5, Sec=900, ControlIter=2, Element=Regulator.vreg3_a, Action= CHANGED -1 TAPS TO 1.0625.
Hour=5, Sec=900, ControlIter=2, Element=Regulator.vreg2_a, Action= CHANGED 1 TAPS TO 1.01875.
Hour=5, Sec=900, ControlIter=3, Element=Regulator.vreg2_a, Action= CHANGED 1 TAPS TO 1.025.
Hour=5, Sec=930, ControlIter=1, Element=Regulator.vreg4_b, Action= CHANGED 2 TAPS TO 1.05625.
Hour=5, Sec=930, ControlIter=1, Element=Regulator.vreg4_a, Action= CHANGED 2 TAPS TO 1.05.
Hour=5, Sec=930, ControlIter=1, Element=Regulator.vreg3_b, Action= CHANGED 2 TAPS TO 1.05.
Hour=5, Sec=930, ControlIter=1, Element=Regulator.vreg3_a, Action= CHANGED 2 TAPS TO 1.075.
Hour=5, Sec=930, ControlIter=1, Element=Regulator.vreg2_b, Action= CHANGED 3 TAPS TO 1.03125.
Hour=5, Sec=930, ControlIter=1, Element=Regulator.vreg2_a, Action= CHANGED 4 TAPS TO 1.05.
Hour=5, Sec=930, ControlIter=2, Element=Regulator.vreg4_a, Action= CHANGED 1 TAPS TO 1.05625.
Hour=5, Sec=930, ControlIter=2, Element=Regulator.vreg3_a, Action= CHANGED 1 TAPS TO 1.08125.
Hour=5, Sec=960, ControlIter=1, Element=Capacitor.capbank2a, Action=**ARMED**, DELAY= 100 SEC
Hour=5, Sec=960, ControlIter=1, Element=Capacitor.capbank2b, Action=**ARMED**, DELAY= 101 SEC
Hour=5, Sec=960, ControlIter=1, Element=Regulator.vreg4_b, Action= CHANGED -4 TAPS TO 1.03125.
Hour=5, Sec=960, ControlIter=1, Element=Regulator.vreg4_a, Action= CHANGED -3 TAPS TO 1.0375.
Hour=5, Sec=960, ControlIter=1, Element=Regulator.vreg3_b, Action= CHANGED -3 TAPS TO 1.03125.
Hour=5, Sec=960, ControlIter=1, Element=Regulator.vreg3_a, Action= CHANGED -3 TAPS TO 1.0625.
Hour=5, Sec=960, ControlIter=1, Element=Regulator.vreg2_b, Action= CHANGED -4 TAPS TO 1.00625.
Hour=5, Sec=960, ControlIter=1, Element=Regulator.vreg2_a, Action= CHANGED -6 TAPS TO 1.0125.
Hour=5, Sec=960, ControlIter=2, Element=Capacitor.capbank2b, Action=**RESET**
Hour=5, Sec=960, ControlIter=2, Element=Regulator.vreg4_a, Action= CHANGED -1 TAPS TO 1.03125.
Hour=5, Sec=960, ControlIter=2, Element=Regulator.vreg3_a, Action= CHANGED -2 TAPS TO 1.05.
Hour=5, Sec=960, ControlIter=3, Element=Capacitor.capbank2a, Action=**RESET**
Hour=5, Sec=960, ControlIter=3, Element=Regulator.vreg2_a, Action= CHANGED 1 TAPS TO 1.01875.
Hour=5, Sec=990, ControlIter=1, Element=Regulator.vreg2_b, Action= CHANGED 1 TAPS TO 1.0125.
Hour=5, Sec=990, ControlIter=1, Element=Regulator.vreg2_a, Action= CHANGED 2 TAPS TO 1.03125.
Hour=5, Sec=1020, ControlIter=1, Element=Regulator.vreg4_b, Action= CHANGED 3 TAPS TO 1.05.
Hour=5, Sec=1020, ControlIter=1, Element=Regulator.vreg4_a, Action= CHANGED 3 TAPS TO 1.05.
Hour=5, Sec=1020, ControlIter=1, Element=Regulator.vreg3_b, Action= CHANGED 2 TAPS TO 1.04375.
Hour=5, Sec=1020, ControlIter=1, Element=Regulator.vreg3_a, Action= CHANGED 4 TAPS TO 1.075.
Hour=5, Sec=1020, ControlIter=1, Element=Regulator.vreg2_b, Action= CHANGED 4 TAPS TO 1.0375.
Hour=5, Sec=1020, ControlIter=1, Element=Regulator.vreg2_a, Action= CHANGED 5 TAPS TO 1.0625.
Hour=5, Sec=1020, ControlIter=2, Element=Regulator.vreg4_b, Action= CHANGED 1 TAPS TO 1.05625.
Hour=5, Sec=1020, ControlIter=2, Element=Regulator.vreg3_b, Action= CHANGED 1 TAPS TO 1.05.
Hour=5, Sec=1020, ControlIter=2, Element=Regulator.vreg3_a, Action= CHANGED 1 TAPS TO 1.08125.
Hour=5, Sec=1020, ControlIter=2, Element=Regulator.vreg2_a, Action= CHANGED -1 TAPS TO 1.05625.
Hour=5, Sec=1020, ControlIter=3, Element=Regulator.vreg2_b, Action= CHANGED -1 TAPS TO 1.03125.
Hour=5, Sec=1020, ControlIter=3, Element=Regulator.vreg2_a, Action= CHANGED -1 TAPS TO 1.05.
Hour=5, Sec=1050, ControlIter=1, Element=Regulator.vreg4_a, Action= CHANGED 1 TAPS TO 1.05625.
Hour=5, Sec=1350, ControlIter=1, Element=Regulator.vreg4_b, Action= CHANGED -1 TAPS TO 1.05.
Hour=5, Sec=1350, ControlIter=1, Element=Regulator.vreg4_a, Action= CHANGED -2 TAPS TO 1.04375.
Hour=5, Sec=1350, ControlIter=1, Element=Regulator.vreg3_b, Action= CHANGED -1 TAPS TO 1.04375.
Hour=5, Sec=1350, ControlIter=1, Element=Regulator.vreg3_a, Action= CHANGED -2 TAPS TO 1.06875.
Hour=5, Sec=1350, ControlIter=1, Element=Regulator.vreg2_b, Action= CHANGED -2 TAPS TO 1.01875.
Hour=5, Sec=1350, ControlIter=1, Element=Regulator.vreg2_a, Action= CHANGED -4 TAPS TO 1.025.
Hour=5, Sec=1380, ControlIter=1, Element=Capacitor.capbank2a, Action=**ARMED**, DELAY= 100 SEC
Hour=5, Sec=1380, ControlIter=1, Element=Capacitor.capbank2b, Action=**ARMED**, DELAY= 101 SEC
Hour=5, Sec=1380, ControlIter=1, Element=Regulator.vreg4_b, Action= CHANGED -2 TAPS TO 1.0375.
Hour=5, Sec=1380, ControlIter=1, Element=Regulator.vreg4_a, Action= CHANGED -2 TAPS TO 1.03125.
Hour=5, Sec=1380, ControlIter=1, Element=Regulator.vreg3_b, Action= CHANGED -2 TAPS TO 1.03125.
Hour=5, Sec=1380, ControlIter=1, Element=Regulator.vreg3_a, Action= CHANGED -2 TAPS TO 1.05625.
Hour=5, Sec=1380, ControlIter=1, Element=Regulator.vreg2_b, Action= CHANGED -2 TAPS TO 1.00625.
Hour=5, Sec=1380, ControlIter=1, Element=Regulator.vreg2_a, Action= CHANGED -2 TAPS TO 1.0125.
Hour=5, Sec=1380, ControlIter=2, Element=Capacitor.capbank2a, Action=**RESET**
Hour=5, Sec=1380, ControlIter=2, Element=Capacitor.capbank2b, Action=**RESET**
Hour=5, Sec=1380, ControlIter=2, Element=Regulator.vreg4_b, Action= CHANGED -1 TAPS TO 1.03125.
Hour=5, Sec=1380, ControlIter=2, Element=Regulator.vreg3_a, Action= CHANGED -1 TAPS TO 1.05.
Hour=5, Sec=1380, ControlIter=2, Element=Regulator.vreg2_b, Action= CHANGED 1 TAPS TO 1.0125.
Hour=5, Sec=1380, ControlIter=2, Element=Regulator.vreg2_a, Action= CHANGED 1 TAPS TO 1.01875.
Hour=5, Sec=1380, ControlIter=3, Element=Regulator.vreg2_a, Action= CHANGED 1 TAPS TO 1.025.
Hour=5, Sec=1410, ControlIter=1, Element=Regulator.vreg2_b, Action= CHANGED 1 TAPS TO 1.01875.
Hour=5, Sec=1410, ControlIter=1, Element=Regulator.vreg2_a, Action= CHANGED 2 TAPS TO 1.0375.
Hour=5, Sec=1440, ControlIter=1, Element=Regulator.vreg2_a, Action= CHANGED -1 TAPS TO 1.03125.
Hour=5, Sec=1470, ControlIter=1, Element=Regulator.vreg4_b, Action= CHANGED 2 TAPS TO 1.04375.
Hour=5, Sec=1470, ControlIter=1, Element=Regulator.vreg4_a, Action= CHANGED 2 TAPS TO 1.04375.
Hour=5, Sec=1470, ControlIter=1, Element=Regulator.vreg3_b, Action= CHANGED 2 TAPS TO 1.04375.
Hour=5, Sec=1470, ControlIter=1, Element=Regulator.vreg3_a, Action= CHANGED 4 TAPS TO 1.075.
Hour=5, Sec=1470, ControlIter=1, Element=Regulator.vreg2_b, Action= CHANGED 2 TAPS TO 1.03125.
Hour=5, Sec=1470, ControlIter=1, Element=Regulator.vreg2_a, Action= CHANGED 5 TAPS TO 1.0625.
Hour=5, Sec=1470, ControlIter=2, Element=Regulator.vreg4_b, Action= CHANGED 1 TAPS TO 1.05.
Hour=5, Sec=1470, ControlIter=2, Element=Regulator.vreg4_a, Action= CHANGED 1 TAPS TO 1.05.
Hour=5, Sec=1470, ControlIter=2, Element=Regulator.vreg2_a, Action= CHANGED -2 TAPS TO 1.05.
Hour=5, Sec=1500, ControlIter=1, Element=Regulator.vreg4_b, Action= CHANGED 1 TAPS TO 1.05625.
Hour=5, Sec=1500, ControlIter=1, Element=Regulator.vreg4_a, Action= CHANGED 1 TAPS TO 1.05625.
Hour=5, Sec=1500, ControlIter=1, Element=Regulator.vreg3_b, Action= CHANGED 1 TAPS TO 1.05.
Hour=5, Sec=1500, ControlIter=1, Element=Regulator.vreg3_a, Action= CHANGED 1 TAPS TO 1.08125.
Hour=5, Sec=1620, ControlIter=1, Element=Regulator.vreg2_b, Action= CHANGED -1 TAPS TO 1.025.
Hour=5, Sec=1620, ControlIter=1, Element=Regulator.vreg2_a, Action= CHANGED -2 TAPS TO 1.0375.
Hour=5, Sec=1620, ControlIter=2, Element=Regulator.vreg2_a, Action= CHANGED -1 TAPS TO 1.03125.
Hour=5, Sec=1770, ControlIter=1, Element=Regulator.vreg4_b, Action= CHANGED -2 TAPS TO 1.04375.
Hour=5, Sec=1770, ControlIter=1, Element=Regulator.vreg4_a, Action= CHANGED -2 TAPS TO 1.04375.
Hour=5, Sec=1770, ControlIter=1, Element=Regulator.vreg3_b, Action= CHANGED -2 TAPS TO 1.0375.
Hour=5, Sec=1770, ControlIter=1, Element=Regulator.vreg3_a, Action= CHANGED -3 TAPS TO 1.0625.
Hour=5, Sec=1770, ControlIter=1, Element=Regulator.vreg2_b, Action= CHANGED -2 TAPS TO 1.0125.
Hour=5, Sec=1770, ControlIter=1, Element=Regulator.vreg2_a, Action= CHANGED -3 TAPS TO 1.0125.
Hour=5, Sec=1770, ControlIter=2, Element=Regulator.vreg4_b, Action= CHANGED -1 TAPS TO 1.0375.
Hour=5, Sec=1770, ControlIter=2, Element=Regulator.vreg4_a, Action= CHANGED -1 TAPS TO 1.0375.
Hour=5, Sec=1770, ControlIter=2, Element=Regulator.vreg3_a, Action= CHANGED -1 TAPS TO 1.05625.
Hour=5, Sec=1770, ControlIter=2, Element=Regulator.vreg2_a, Action= CHANGED 1 TAPS TO 1.01875.
Hour=5, Sec=1770, ControlIter=3, Element=Regulator.vreg2_a, Action= CHANGED 1 TAPS TO 1.025.
Hour=5, Sec=1800, ControlIter=1, Element=Capacitor.capbank2a, Action=**ARMED**, DELAY= 100 SEC
Hour=5, Sec=1800, ControlIter=1, Element=Capacitor.capbank2b, Action=**ARMED**, DELAY= 101 SEC
Hour=5, Sec=1800, ControlIter=1, Element=Regulator.vreg4_c, Action= CHANGED -1 TAPS TO 1.01875.
Hour=5, Sec=1800, ControlIter=1, Element=Regulator.vreg4_b, Action= CHANGED -2 TAPS TO 1.025.
Hour=5, Sec=1800, ControlIter=1, Element=Regulator.vreg4_a, Action= CHANGED -2 TAPS TO 1.025.
Hour=5, Sec=1800, ControlIter=1, Element=Regulator.vreg3_b, Action= CHANGED -2 TAPS TO 1.025.
Hour=5, Sec=1800, ControlIter=1, Element=Regulator.vreg3_a, Action= CHANGED -2 TAPS TO 1.04375.
Hour=5, Sec=1800, ControlIter=1, Element=Regulator.vreg2_c, Action= CHANGED -1 TAPS TO 1.
Hour=5, Sec=1800, ControlIter=1, Element=Regulator.vreg2_b, Action= CHANGED -1 TAPS TO 1.00625.
Hour=5, Sec=1800, ControlIter=1, Element=Regulator.vreg2_a, Action= CHANGED -2 TAPS TO 1.0125.
Hour=5, Sec=1800, ControlIter=2, Element=Regulator.vreg3_c, Action= CHANGED -1 TAPS TO 0.99375.
Hour=5, Sec=1800, ControlIter=2, Element=Regulator.vreg2_a, Action= CHANGED 1 TAPS TO 1.01875.
Hour=5, Sec=1800, ControlIter=3, Element=Capacitor.capbank2a, Action=**OPENED**
Hour=5, Sec=1800, ControlIter=4, Element=Regulator.vreg2_a, Action= CHANGED 1 TAPS TO 1.025.
Hour=5, Sec=1800, ControlIter=5, Element=Regulator.vreg2_a, Action= CHANGED 1 TAPS TO 1.03125.
Hour=5, Sec=1800, ControlIter=6, Element=Capacitor.capbank2b, Action=**OPENED**
Hour=5, Sec=1800, ControlIter=7, Element=Regulator.vreg2_b, Action= CHANGED 2 TAPS TO 1.01875.
Hour=5, Sec=1890, ControlIter=1, Element=Regulator.vreg3_b, Action= CHANGED 1 TAPS TO 1.03125.
Hour=5, Sec=1890, ControlIter=1, Element=Regulator.vreg3_a, Action= CHANGED 1 TAPS TO 1.05.
Hour=5, Sec=1890, ControlIter=1, Element=Regulator.vreg2_b, Action= CHANGED 1 TAPS TO 1.025.
Hour=5, Sec=1920, ControlIter=1, Element=Regulator.vreg4_b, Action= CHANGED 1 TAPS TO 1.03125.
Hour=5, Sec=1920, ControlIter=2, Element=Regulator.vreg4_a, Action= CHANGED 1 TAPS TO 1.03125.
Hour=5, Sec=2100, ControlIter=1, Element=Capacitor.capbank2a, Action=**ARMED**, DELAY= 100 SEC
Hour=5, Sec=2100, ControlIter=1, Element=Capacitor.capbank2b, Action=**ARMED**, DELAY= 101 SEC
Hour=5, Sec=2100, ControlIter=1, Element=Regulator.vreg4_b, Action= CHANGED 2 TAPS TO 1.04375.
Hour=5, Sec=2100, ControlIter=1, Element=Regulator.vreg4_a, Action= CHANGED 2 TAPS TO 1.04375.
Hour=5, Sec=2100, ControlIter=1, Element=Regulator.vreg3_b, Action= CHANGED 2 TAPS TO 1.04375.
Hour=5, Sec=2100, ControlIter=1, Element=Regulator.vreg3_a, Action= CHANGED 3 TAPS TO 1.06875.
Hour=5, Sec=2100, ControlIter=1, Element=Regulator.vreg2_c, Action= CHANGED 1 TAPS TO 1.00625.
Hour=5, Sec=2100, ControlIter=1, Element=Regulator.vreg2_b, Action= CHANGED 2 TAPS TO 1.0375.
Hour=5, Sec=2100, ControlIter=1, Element=Regulator.vreg2_a, Action= CHANGED 4 TAPS TO 1.05625.
Hour=5, Sec=2100, ControlIter=1, Element=Regulator.feeder_regb, Action= CHANGED 1 TAPS TO 1.0125.
Hour=5, Sec=2100, ControlIter=1, Element=Regulator.feeder_rega, Action= CHANGED 1 TAPS TO 1.0125.
Hour=5, Sec=2100, ControlIter=2, Element=Regulator.vreg2_b, Action= CHANGED -2 TAPS TO 1.025.
Hour=5, Sec=2100, ControlIter=2, Element=Regulator.vreg2_a, Action= CHANGED -2 TAPS TO 1.04375.
Hour=5, Sec=2100, ControlIter=3, Element=Regulator.vreg2_a, Action= CHANGED -1 TAPS TO 1.0375.
Hour=5, Sec=2100, ControlIter=4, Element=Capacitor.capbank2a, Action=**CLOSED**
Hour=5, Sec=2100, ControlIter=5, Element=Regulator.vreg4_a, Action= CHANGED -1 TAPS TO 1.0375.
Hour=5, Sec=2100, ControlIter=5, Element=Regulator.vreg3_a, Action= CHANGED -1 TAPS TO 1.0625.
Hour=5, Sec=2100, ControlIter=5, Element=Regulator.vreg2_a, Action= CHANGED -2 TAPS TO 1.025.
Hour=5, Sec=2100, ControlIter=6, Element=Capacitor.capbank2b, Action=**CLOSED**
Hour=5, Sec=2100, ControlIter=7, Element=Regulator.vreg4_b, Action= CHANGED -1 TAPS TO 1.0375.
Hour=5, Sec=2100, ControlIter=7, Element=Regulator.vreg3_b, Action= CHANGED -1 TAPS TO 1.0375.
Hour=5, Sec=2100, ControlIter=7, Element=Regulator.vreg2_c, Action= CHANGED 1 TAPS TO 1.0125.
Hour=5, Sec=2100, ControlIter=7, Element=Regulator.vreg2_b, Action= CHANGED -2 TAPS TO 1.0125.
Hour=5, Sec=2130, ControlIter=1, Element=Capacitor.capbank2a, Action=**ARMED**, DELAY= 100 SEC
Hour=5, Sec=2130, ControlIter=1, Element=Regulator.vreg4_b, Action= CHANGED -2 TAPS TO 1.025.
Hour=5, Sec=2130, ControlIter=1, Element=Regulator.vreg4_a, Action= CHANGED -2 TAPS TO 1.025.
Hour=5, Sec=2130, ControlIter=1, Element=Regulator.vreg3_b, Action= CHANGED -2 TAPS TO 1.025.
Hour=5, Sec=2130, ControlIter=1, Element=Regulator.vreg3_a, Action= CHANGED -2 TAPS TO 1.05.
Hour=5, Sec=2130, ControlIter=1, Element=Regulator.vreg2_b, Action= CHANGED -1 TAPS TO 1.00625.
Hour=5, Sec=2130, ControlIter=1, Element=Regulator.vreg2_a, Action= CHANGED -2 TAPS TO 1.0125.
Hour=5, Sec=2130, ControlIter=2, Element=Capacitor.capbank2a, Action=**RESET**
Hour=5, Sec=2130, ControlIter=2, Element=Regulator.vreg2_b, Action= CHANGED 1 TAPS TO 1.0125.
Hour=5, Sec=2130, ControlIter=2, Element=Regulator.vreg2_a, Action= CHANGED 1 TAPS TO 1.01875.
Hour=5, Sec=2190, ControlIter=1, Element=Regulator.vreg2_b, Action= CHANGED 1 TAPS TO 1.01875.
Hour=5, Sec=2190, ControlIter=1, Element=Regulator.vreg2_a, Action= CHANGED 1 TAPS TO 1.025.
Hour=5, Sec=2250, ControlIter=1, Element=Regulator.vreg4_b, Action= CHANGED 1 TAPS TO 1.03125.
Hour=5, Sec=2250, ControlIter=1, Element=Regulator.vreg4_a, Action= CHANGED 1 TAPS TO 1.03125.
Hour=5, Sec=2250, ControlIter=1, Element=Regulator.vreg3_b, Action= CHANGED 1 TAPS TO 1.03125.
Hour=5, Sec=2250, ControlIter=1, Element=Regulator.vreg2_b, Action= CHANGED 1 TAPS TO 1.025.
Hour=5, Sec=2250, ControlIter=1, Element=Regulator.vreg2_a, Action= CHANGED 2 TAPS TO 1.0375.
Hour=5, Sec=2280, ControlIter=1, Element=Regulator.vreg4_c, Action= CHANGED 1 TAPS TO 1.025.
Hour=5, Sec=2280, ControlIter=1, Element=Regulator.vreg4_b, Action= CHANGED 2 TAPS TO 1.04375.
Hour=5, Sec=2280, ControlIter=1, Element=Regulator.vreg4_a, Action= CHANGED 2 TAPS TO 1.04375.
Hour=5, Sec=2280, ControlIter=1, Element=Regulator.vreg3_c, Action= CHANGED 1 TAPS TO 1.
Hour=5, Sec=2280, ControlIter=1, Element=Regulator.vreg3_b, Action= CHANGED 2 TAPS TO 1.04375.
Hour=5, Sec=2280, ControlIter=1, Element=Regulator.vreg3_a, Action= CHANGED 3 TAPS TO 1.06875.
Hour=5, Sec=2280, ControlIter=1, Element=Regulator.vreg2_b, Action= CHANGED 2 TAPS TO 1.0375.
Hour=5, Sec=2280, ControlIter=1, Element=Regulator.vreg2_a, Action= CHANGED 4 TAPS TO 1.0625.
Hour=5, Sec=2280, ControlIter=2, Element=Regulator.vreg4_b, Action= CHANGED 1 TAPS TO 1.05.
Hour=5, Sec=2280, ControlIter=2, Element=Regulator.vreg3_a, Action= CHANGED 1 TAPS TO 1.075.
Hour=5, Sec=2280, ControlIter=2, Element=Regulator.vreg2_b, Action= CHANGED -1 TAPS TO 1.03125.
Hour=5, Sec=2280, ControlIter=2, Element=Regulator.vreg2_a, Action= CHANGED -1 TAPS TO 1.05625.
Hour=5, Sec=2280, ControlIter=3, Element=Regulator.vreg2_a, Action= CHANGED -1 TAPS TO 1.05.
Hour=5, Sec=2310, ControlIter=1, Element=Regulator.vreg3_a, Action= CHANGED -1 TAPS TO 1.06875.
Hour=5, Sec=2310, ControlIter=1, Element=Regulator.vreg2_b, Action= CHANGED -1 TAPS TO 1.025.
Hour=5, Sec=2310, ControlIter=1, Element=Regulator.vreg2_a, Action= CHANGED -2 TAPS TO 1.0375.
Hour=5, Sec=2310, ControlIter=2, Element=Regulator.vreg2_b, Action= CHANGED -1 TAPS TO 1.01875.
Hour=5, Sec=2340, ControlIter=1, Element=Capacitor.capbank2a, Action=**ARMED**, DELAY= 100 SEC
Hour=5, Sec=2340, ControlIter=1, Element=Capacitor.capbank2b, Action=**ARMED**, DELAY= 101 SEC
Hour=5, Sec=2340, ControlIter=1, Element=Regulator.vreg4_c, Action= CHANGED -1 TAPS TO 1.01875.
Hour=5, Sec=2340, ControlIter=1, Element=Regulator.vreg4_b, Action= CHANGED -4 TAPS TO 1.025.
Hour=5, Sec=2340, ControlIter=1, Element=Regulator.vreg4_a, Action= CHANGED -3 TAPS TO 1.025.
Hour=5, Sec=2340, ControlIter=1, Element=Regulator.vreg3_b, Action= CHANGED -4 TAPS TO 1.01875.
Hour=5, Sec=2340, ControlIter=1, Element=Regulator.vreg3_a, Action= CHANGED -4 TAPS TO 1.04375.
Hour=5, Sec=2340, ControlIter=1, Element=Regulator.vreg2_c, Action= CHANGED -1 TAPS TO 1.00625.
Hour=5, Sec=2340, ControlIter=1, Element=Regulator.vreg2_b, Action= CHANGED -4 TAPS TO 0.99375.
Hour=5, Sec=2340, ControlIter=1, Element=Regulator.vreg2_a, Action= CHANGED -5 TAPS TO 1.00625.
Hour=5, Sec=2340, ControlIter=1, Element=Regulator.feeder_regb, Action= CHANGED -1 TAPS TO 1.00625.
Hour=5, Sec=2340, ControlIter=1, Element=Regulator.feeder_rega, Action= CHANGED -1 TAPS TO 1.00625.
Hour=5, Sec=2340, ControlIter=2, Element=Regulator.vreg3_c, Action= CHANGED -1 TAPS TO 0.99375.
Hour=5, Sec=2340, ControlIter=2, Element=Regulator.vreg2_c, Action= CHANGED -1 TAPS TO 1.
Hour=5, Sec=2340, ControlIter=2, Element=Regulator.vreg2_b, Action= CHANGED 3 TAPS TO 1.0125.
Hour=5, Sec=2340, ControlIter=2, Element=Regulator.vreg2_a, Action= CHANGED 2 TAPS TO 1.01875.
Hour=5, Sec=2340, ControlIter=3, Element=Regulator.vreg2_b, Action= CHANGED 1 TAPS TO 1.01875.
Hour=5, Sec=2340, ControlIter=4, Element=Capacitor.capbank2a, Action=**OPENED**
Hour=5, Sec=2340, ControlIter=5, Element=Regulator.vreg2_a, Action= CHANGED 2 TAPS TO 1.03125.
Hour=5, Sec=2340, ControlIter=6, Element=Capacitor.capbank2b, Action=**OPENED**
Hour=5, Sec=2340, ControlIter=7, Element=Regulator.vreg3_b, Action= CHANGED 1 TAPS TO 1.025.
Hour=5, Sec=2340, ControlIter=7, Element=Regulator.vreg2_b, Action= CHANGED 1 TAPS TO 1.025.
Hour=5, Sec=2430, ControlIter=1, Element=Capacitor.capbank2a, Action=**ARMED**, DELAY= 310 SEC
Hour=5, Sec=2430, ControlIter=1, Element=Capacitor.capbank2b, Action=**ARMED**, DELAY= 311 SEC
Hour=5, Sec=2430, ControlIter=1, Element=Regulator.vreg4_b, Action= CHANGED 2 TAPS TO 1.0375.
Hour=5, Sec=2430, ControlIter=1, Element=Regulator.vreg4_a, Action= CHANGED 2 TAPS TO 1.0375.
Hour=5, Sec=2430, ControlIter=1, Element=Regulator.vreg3_b, Action= CHANGED 2 TAPS TO 1.0375.
Hour=5, Sec=2430, ControlIter=1, Element=Regulator.vreg3_a, Action= CHANGED 2 TAPS TO 1.05625.
Hour=5, Sec=2430, ControlIter=1, Element=Regulator.vreg2_b, Action= CHANGED 1 TAPS TO 1.03125.
Hour=5, Sec=2430, ControlIter=1, Element=Regulator.vreg2_a, Action= CHANGED 2 TAPS TO 1.04375.
Hour=5, Sec=2430, ControlIter=2, Element=Regulator.vreg3_a, Action= CHANGED 1 TAPS TO 1.0625.
Hour=5, Sec=2430, ControlIter=3, Element=Regulator.vreg2_a, Action= CHANGED -1 TAPS TO 1.0375.
Hour=5, Sec=2430, ControlIter=4, Element=Capacitor.capbank2a, Action=**CLOSED**
Hour=5, Sec=2430, ControlIter=5, Element=Regulator.vreg3_a, Action= CHANGED -1 TAPS TO 1.05625.
Hour=5, Sec=2430, ControlIter=5, Element=Regulator.vreg2_c, Action= CHANGED 1 TAPS TO 1.00625.
Hour=5, Sec=2430, ControlIter=5, Element=Regulator.vreg2_a, Action= CHANGED -2 TAPS TO 1.025.
Hour=5, Sec=2430, ControlIter=6, Element=Capacitor.capbank2b, Action=**CLOSED**
Hour=5, Sec=2430, ControlIter=7, Element=Regulator.vreg2_b, Action= CHANGED -2 TAPS TO 1.01875.
Hour=5, Sec=2460, ControlIter=1, Element=Regulator.vreg4_b, Action= CHANGED -1 TAPS TO 1.03125.
Hour=5, Sec=2460, ControlIter=1, Element=Regulator.vreg4_a, Action= CHANGED -1 TAPS TO 1.03125.
Hour=5, Sec=2460, ControlIter=1, Element=Regulator.vreg3_b, Action= CHANGED -1 TAPS TO 1.03125.
Hour=5, Sec=2460, ControlIter=1, Element=Regulator.vreg2_b, Action= CHANGED -1 TAPS TO 1.0125.
Hour=5, Sec=2490, ControlIter=1, Element=Capacitor.capbank2a, Action=**ARMED**, DELAY= 100 SEC
Hour=5, Sec=2490, ControlIter=1, Element=Capacitor.capbank2b, Action=**ARMED**, DELAY= 101 SEC
Hour=5, Sec=2490, ControlIter=1, Element=Regulator.vreg4_b, Action= CHANGED -1 TAPS TO 1.025.
Hour=5, Sec=2490, ControlIter=1, Element=Regulator.vreg4_a, Action= CHANGED -1 TAPS TO 1.025.
Hour=5, Sec=2490, ControlIter=1, Element=Regulator.vreg3_b, Action= CHANGED -1 TAPS TO 1.025.
Hour=5, Sec=2490, ControlIter=1, Element=Regulator.vreg3_a, Action= CHANGED -2 TAPS TO 1.04375.
Hour=5, Sec=2490, ControlIter=1, Element=Regulator.vreg2_a, Action= CHANGED -2 TAPS TO 1.0125.
Hour=5, Sec=2490, ControlIter=2, Element=Regulator.vreg2_a, Action= CHANGED 1 TAPS TO 1.01875.
Hour=5, Sec=2490, ControlIter=3, Element=Capacitor.capbank2a, Action=**OPENED**
Hour=5, Sec=2490, ControlIter=4, Element=Regulator.vreg2_a, Action= CHANGED 2 TAPS TO 1.03125.
Hour=5, Sec=2490, ControlIter=5, Element=Capacitor.capbank2b, Action=**OPENED**
Hour=5, Sec=2490, ControlIter=6, Element=Regulator.vreg2_b, Action= CHANGED 1 TAPS TO 1.01875.
Hour=5, Sec=2520, ControlIter=1, Element=Capacitor.capbank2a, Action=**ARMED**, DELAY= 370 SEC
Hour=5, Sec=2520, ControlIter=1, Element=Capacitor.capbank2b, Action=**ARMED**, DELAY= 371 SEC
Hour=5, Sec=2520, ControlIter=1, Element=Regulator.vreg4_b, Action= CHANGED 2 TAPS TO 1.0375.
Hour=5, Sec=2520, ControlIter=1, Element=Regulator.vreg4_a, Action= CHANGED 2 TAPS TO 1.0375.
Hour=5, Sec=2520, ControlIter=1, Element=Regulator.vreg3_b, Action= CHANGED 2 TAPS TO 1.0375.
Hour=5, Sec=2520, ControlIter=1, Element=Regulator.vreg3_a, Action= CHANGED 2 TAPS TO 1.05625.
Hour=5, Sec=2520, ControlIter=1, Element=Regulator.vreg2_b, Action= CHANGED 2 TAPS TO 1.03125.
Hour=5, Sec=2520, ControlIter=1, Element=Regulator.vreg2_a, Action= CHANGED 2 TAPS TO 1.04375.
Hour=5, Sec=2520, ControlIter=2, Element=Regulator.vreg2_b, Action= CHANGED -1 TAPS TO 1.025.
Hour=5, Sec=2520, ControlIter=3, Element=Capacitor.capbank2a, Action=**CLOSED**
Hour=5, Sec=2520, ControlIter=4, Element=Regulator.vreg4_a, Action= CHANGED -1 TAPS TO 1.03125.
Hour=5, Sec=2520, ControlIter=4, Element=Regulator.vreg2_a, Action= CHANGED -2 TAPS TO 1.03125.
Hour=5, Sec=2520, ControlIter=5, Element=Capacitor.capbank2b, Action=**CLOSED**
Hour=5, Sec=2520, ControlIter=6, Element=Regulator.vreg3_b, Action= CHANGED -1 TAPS TO 1.03125.
Hour=5, Sec=2520, ControlIter=6, Element=Regulator.vreg2_b, Action= CHANGED -1 TAPS TO 1.01875.
Hour=5, Sec=2550, ControlIter=1, Element=Regulator.vreg4_a, Action= CHANGED 1 TAPS TO 1.0375.
Hour=5, Sec=2550, ControlIter=1, Element=Regulator.vreg3_b, Action= CHANGED 1 TAPS TO 1.0375.
Hour=5, Sec=2550, ControlIter=1, Element=Regulator.vreg3_a, Action= CHANGED 1 TAPS TO 1.0625.
Hour=5, Sec=2550, ControlIter=1, Element=Regulator.vreg2_b, Action= CHANGED 1 TAPS TO 1.025.
Hour=5, Sec=2550, ControlIter=1, Element=Regulator.vreg2_a, Action= CHANGED 1 TAPS TO 1.0375.
Hour=5, Sec=2580, ControlIter=1, Element=Regulator.vreg4_c, Action= CHANGED 1 TAPS TO 1.025.
Hour=5, Sec=2580, ControlIter=1, Element=Regulator.vreg4_b, Action= CHANGED 2 TAPS TO 1.05.
Hour=5, Sec=2580, ControlIter=1, Element=Regulator.vreg4_a, Action= CHANGED 2 TAPS TO 1.05.
Hour=5, Sec=2580, ControlIter=1, Element=Regulator.vreg3_c, Action= CHANGED 1 TAPS TO 1.
Hour=5, Sec=2580, ControlIter=1, Element=Regulator.vreg3_b, Action= CHANGED 1 TAPS TO 1.04375.
Hour=5, Sec=2580, ControlIter=1, Element=Regulator.vreg3_a, Action= CHANGED 2 TAPS TO 1.075.
Hour=5, Sec=2580, ControlIter=1, Element=Regulator.vreg2_c, Action= CHANGED 1 TAPS TO 1.0125.
Hour=5, Sec=2580, ControlIter=1, Element=Regulator.vreg2_b, Action= CHANGED 1 TAPS TO 1.03125.
Hour=5, Sec=2580, ControlIter=1, Element=Regulator.vreg2_a, Action= CHANGED 2 TAPS TO 1.05.
Hour=5, Sec=2610, ControlIter=1, Element=Regulator.vreg2_a, Action= CHANGED -1 TAPS TO 1.04375.
Hour=5, Sec=2670, ControlIter=1, Element=Regulator.vreg4_b, Action= CHANGED -1 TAPS TO 1.04375.
Hour=5, Sec=2670, ControlIter=1, Element=Regulator.vreg4_a, Action= CHANGED -2 TAPS TO 1.0375.
Hour=5, Sec=2670, ControlIter=1, Element=Regulator.vreg3_b, Action= CHANGED -1 TAPS TO 1.0375.
Hour=5, Sec=2670, ControlIter=1, Element=Regulator.vreg3_a, Action= CHANGED -2 TAPS TO 1.0625.
Hour=5, Sec=2670, ControlIter=1, Element=Regulator.vreg2_c, Action= CHANGED -1 TAPS TO 1.00625.
Hour=5, Sec=2670, ControlIter=1, Element=Regulator.vreg2_b, Action= CHANGED -2 TAPS TO 1.01875.
Hour=5, Sec=2670, ControlIter=1, Element=Regulator.vreg2_a, Action= CHANGED -3 TAPS TO 1.025.
Hour=5, Sec=2700, ControlIter=1, Element=Regulator.vreg2_a, Action= CHANGED 1 TAPS TO 1.03125.
Hour=5, Sec=2730, ControlIter=1, Element=Regulator.vreg4_b, Action= CHANGED -1 TAPS TO 1.0375.
Hour=5, Sec=2730, ControlIter=1, Element=Regulator.vreg3_a, Action= CHANGED -1 TAPS TO 1.05625.
Hour=5, Sec=2730, ControlIter=1, Element=Regulator.vreg2_a, Action= CHANGED -1 TAPS TO 1.025.
Hour=5, Sec=2760, ControlIter=1, Element=Capacitor.capbank2a, Action=**ARMED**, DELAY= 100 SEC
Hour=5, Sec=2760, ControlIter=1, Element=Regulator.vreg4_b, Action= CHANGED -1 TAPS TO 1.03125.
Hour=5, Sec=2760, ControlIter=1, Element=Regulator.vreg4_a, Action= CHANGED -1 TAPS TO 1.03125.
Hour=5, Sec=2760, ControlIter=1, Element=Regulator.vreg3_b, Action= CHANGED -1 TAPS TO 1.03125.
Hour=5, Sec=2760, ControlIter=1, Element=Regulator.vreg3_a, Action= CHANGED -1 TAPS TO 1.05.
Hour=5, Sec=2760, ControlIter=1, Element=Regulator.vreg2_b, Action= CHANGED -1 TAPS TO 1.0125.
Hour=5, Sec=2760, ControlIter=2, Element=Capacitor.capbank2a, Action=**RESET**
Hour=5, Sec=2790, ControlIter=1, Element=Regulator.vreg4_b, Action= CHANGED 1 TAPS TO 1.0375.
Hour=5, Sec=2790, ControlIter=1, Element=Regulator.vreg4_a, Action= CHANGED 1 TAPS TO 1.0375.
Hour=5, Sec=2790, ControlIter=1, Element=Regulator.vreg3_a, Action= CHANGED 1 TAPS TO 1.05625.
Hour=5, Sec=2790, ControlIter=1, Element=Regulator.vreg2_b, Action= CHANGED 1 TAPS TO 1.01875.
Hour=5, Sec=2790, ControlIter=1, Element=Regulator.vreg2_a, Action= CHANGED 2 TAPS TO 1.0375.
Hour=5, Sec=2790, ControlIter=2, Element=Regulator.vreg2_b, Action= CHANGED 1 TAPS TO 1.025.
Hour=5, Sec=2820, ControlIter=1, Element=Regulator.vreg4_b, Action= CHANGED 2 TAPS TO 1.05.
Hour=5, Sec=2820, ControlIter=1, Element=Regulator.vreg4_a, Action= CHANGED 2 TAPS TO 1.05.
Hour=5, Sec=2820, ControlIter=1, Element=Regulator.vreg3_b, Action= CHANGED 2 TAPS TO 1.04375.
Hour=5, Sec=2820, ControlIter=1, Element=Regulator.vreg3_a, Action= CHANGED 3 TAPS TO 1.075.
Hour=5, Sec=2820, ControlIter=1, Element=Regulator.vreg2_b, Action= CHANGED 2 TAPS TO 1.0375.
Hour=5, Sec=2820, ControlIter=1, Element=Regulator.vreg2_a, Action= CHANGED 4 TAPS TO 1.0625.
Hour=5, Sec=2820, ControlIter=2, Element=Regulator.vreg4_b, Action= CHANGED 1 TAPS TO 1.05625.
Hour=5, Sec=2820, ControlIter=2, Element=Regulator.vreg3_b, Action= CHANGED 1 TAPS TO 1.05.
Hour=5, Sec=2820, ControlIter=2, Element=Regulator.vreg3_a, Action= CHANGED 1 TAPS TO 1.08125.
Hour=5, Sec=2820, ControlIter=2, Element=Regulator.vreg2_a, Action= CHANGED -1 TAPS TO 1.05625.
Hour=5, Sec=2820, ControlIter=3, Element=Regulator.vreg2_b, Action= CHANGED -1 TAPS TO 1.03125.
Hour=5, Sec=2820, ControlIter=3, Element=Regulator.vreg2_a, Action= CHANGED -1 TAPS TO 1.05.
Hour=5, Sec=2850, ControlIter=1, Element=Regulator.vreg2_a, Action= CHANGED -1 TAPS TO 1.04375.
Hour=5, Sec=2880, ControlIter=1, Element=Regulator.vreg2_b, Action= CHANGED -1 TAPS TO 1.025.
Hour=5, Sec=2880, ControlIter=1, Element=Regulator.vreg2_a, Action= CHANGED -1 TAPS TO 1.0375.
Hour=5, Sec=2940, ControlIter=1, Element=Regulator.vreg4_a, Action= CHANGED 1 TAPS TO 1.05625.
Hour=5, Sec=3060, ControlIter=1, Element=Regulator.vreg4_b, Action= CHANGED -1 TAPS TO 1.05.
Hour=5, Sec=3060, ControlIter=1, Element=Regulator.vreg4_a, Action= CHANGED -1 TAPS TO 1.05.
Hour=5, Sec=3060, ControlIter=1, Element=Regulator.vreg3_b, Action= CHANGED -1 TAPS TO 1.04375.
Hour=5, Sec=3060, ControlIter=1, Element=Regulator.vreg3_a, Action= CHANGED -1 TAPS TO 1.075.
Hour=5, Sec=3060, ControlIter=1, Element=Regulator.vreg2_b, Action= CHANGED -1 TAPS TO 1.01875.
Hour=5, Sec=3060, ControlIter=1, Element=Regulator.vreg2_a, Action= CHANGED -1 TAPS TO 1.03125.
Hour=5, Sec=3090, ControlIter=1, Element=Capacitor.capbank2a, Action=**ARMED**, DELAY= 100 SEC
Hour=5, Sec=3090, ControlIter=1, Element=Capacitor.capbank2b, Action=**ARMED**, DELAY= 101 SEC
Hour=5, Sec=3090, ControlIter=1, Element=Regulator.vreg4_b, Action= CHANGED -2 TAPS TO 1.0375.
Hour=5, Sec=3090, ControlIter=1, Element=Regulator.vreg4_a, Action= CHANGED -2 TAPS TO 1.0375.
Hour=5, Sec=3090, ControlIter=1, Element=Regulator.vreg3_b, Action= CHANGED -2 TAPS TO 1.03125.
Hour=5, Sec=3090, ControlIter=1, Element=Regulator.vreg3_a, Action= CHANGED -3 TAPS TO 1.05625.
Hour=5, Sec=3090, ControlIter=1, Element=Regulator.vreg2_b, Action= CHANGED -2 TAPS TO 1.00625.
Hour=5, Sec=3090, ControlIter=1, Element=Regulator.vreg2_a, Action= CHANGED -4 TAPS TO 1.00625.
Hour=5, Sec=3090, ControlIter=2, Element=Capacitor.capbank2b, Action=**RESET**
Hour=5, Sec=3090, ControlIter=2, Element=Regulator.vreg4_b, Action= CHANGED -1 TAPS TO 1.03125.
Hour=5, Sec=3090, ControlIter=2, Element=Regulator.vreg4_a, Action= CHANGED -1 TAPS TO 1.03125.
Hour=5, Sec=3090, ControlIter=2, Element=Regulator.vreg3_a, Action= CHANGED -1 TAPS TO 1.05.
Hour=5, Sec=3090, ControlIter=2, Element=Regulator.vreg2_a, Action= CHANGED 1 TAPS TO 1.0125.
Hour=5, Sec=3090, ControlIter=3, Element=Capacitor.capbank2a, Action=**RESET**
Hour=5, Sec=3090, ControlIter=3, Element=Regulator.vreg2_a, Action= CHANGED 1 TAPS TO 1.01875.
Hour=5, Sec=3120, ControlIter=1, Element=Regulator.vreg2_b, Action= CHANGED 1 TAPS TO 1.0125.
Hour=5, Sec=3120, ControlIter=1, Element=Regulator.vreg2_a, Action= CHANGED 2 TAPS TO 1.03125.
Hour=5, Sec=3150, ControlIter=1, Element=Regulator.vreg3_a, Action= CHANGED 1 TAPS TO 1.05625.
Hour=5, Sec=3150, ControlIter=1, Element=Regulator.vreg2_b, Action= CHANGED 1 TAPS TO 1.01875.
Hour=5, Sec=3150, ControlIter=1, Element=Regulator.vreg2_a, Action= CHANGED 1 TAPS TO 1.0375.
Hour=5, Sec=3210, ControlIter=1, Element=Capacitor.capbank2a, Action=**ARMED**, DELAY= 100 SEC
Hour=5, Sec=3210, ControlIter=1, Element=Regulator.vreg3_a, Action= CHANGED -1 TAPS TO 1.05.
Hour=5, Sec=3210, ControlIter=1, Element=Regulator.vreg2_a, Action= CHANGED -2 TAPS TO 1.025.
Hour=5, Sec=3210, ControlIter=2, Element=Capacitor.capbank2a, Action=**RESET**
Hour=5, Sec=3240, ControlIter=1, Element=Capacitor.capbank2a, Action=**ARMED**, DELAY= 100 SEC
Hour=5, Sec=3240, ControlIter=1, Element=Capacitor.capbank2b, Action=**ARMED**, DELAY= 101 SEC
Hour=5, Sec=3240, ControlIter=1, Element=Regulator.vreg4_c, Action= CHANGED -1 TAPS TO 1.01875.
Hour=5, Sec=3240, ControlIter=1, Element=Regulator.vreg4_b, Action= CHANGED -1 TAPS TO 1.025.
Hour=5, Sec=3240, ControlIter=1, Element=Regulator.vreg4_a, Action= CHANGED -1 TAPS TO 1.025.
Hour=5, Sec=3240, ControlIter=1, Element=Regulator.vreg3_b, Action= CHANGED -1 TAPS TO 1.025.
Hour=5, Sec=3240, ControlIter=1, Element=Regulator.vreg3_a, Action= CHANGED -1 TAPS TO 1.04375.
Hour=5, Sec=3240, ControlIter=1, Element=Regulator.vreg2_c, Action= CHANGED -1 TAPS TO 1.
Hour=5, Sec=3240, ControlIter=1, Element=Regulator.vreg2_b, Action= CHANGED -1 TAPS TO 1.0125.
Hour=5, Sec=3240, ControlIter=1, Element=Regulator.vreg2_a, Action= CHANGED -1 TAPS TO 1.01875.
Hour=5, Sec=3240, ControlIter=2, Element=Capacitor.capbank2a, Action=**OPENED**
Hour=5, Sec=3240, ControlIter=3, Element=Regulator.vreg3_c, Action= CHANGED -1 TAPS TO 0.99375.
Hour=5, Sec=3240, ControlIter=3, Element=Regulator.vreg2_a, Action= CHANGED 2 TAPS TO 1.03125.
Hour=5, Sec=3240, ControlIter=4, Element=Capacitor.capbank2b, Action=**OPENED**
Hour=5, Sec=3240, ControlIter=5, Element=Regulator.vreg2_b, Action= CHANGED 1 TAPS TO 1.01875.
Hour=5, Sec=3270, ControlIter=1, Element=Capacitor.capbank2a, Action=**ARMED**, DELAY= 370 SEC
Hour=5, Sec=3270, ControlIter=1, Element=Capacitor.capbank2b, Action=**ARMED**, DELAY= 371 SEC
Hour=5, Sec=3270, ControlIter=1, Element=Regulator.vreg4_b, Action= CHANGED 4 TAPS TO 1.05.
Hour=5, Sec=3270, ControlIter=1, Element=Regulator.vreg4_a, Action= CHANGED 5 TAPS TO 1.05625.
Hour=5, Sec=3270, ControlIter=1, Element=Regulator.vreg3_b, Action= CHANGED 4 TAPS TO 1.05.
Hour=5, Sec=3270, ControlIter=1, Element=Regulator.vreg3_a, Action= CHANGED 6 TAPS TO 1.08125.
Hour=5, Sec=3270, ControlIter=1, Element=Regulator.vreg2_c, Action= CHANGED 1 TAPS TO 1.00625.
Hour=5, Sec=3270, ControlIter=1, Element=Regulator.vreg2_b, Action= CHANGED 5 TAPS TO 1.05.
Hour=5, Sec=3270, ControlIter=1, Element=Regulator.vreg2_a, Action= CHANGED 7 TAPS TO 1.075.
Hour=5, Sec=3270, ControlIter=1, Element=Regulator.feeder_regb, Action= CHANGED 1 TAPS TO 1.0125.
Hour=5, Sec=3270, ControlIter=1, Element=Regulator.feeder_rega, Action= CHANGED 1 TAPS TO 1.0125.
Hour=5, Sec=3270, ControlIter=2, Element=Regulator.vreg4_c, Action= CHANGED 1 TAPS TO 1.025.
Hour=5, Sec=3270, ControlIter=2, Element=Regulator.vreg4_b, Action= CHANGED 1 TAPS TO 1.05625.
Hour=5, Sec=3270, ControlIter=2, Element=Regulator.vreg3_c, Action= CHANGED 1 TAPS TO 1.
Hour=5, Sec=3270, ControlIter=2, Element=Regulator.vreg2_c, Action= CHANGED 1 TAPS TO 1.0125.
Hour=5, Sec=3270, ControlIter=2, Element=Regulator.vreg2_b, Action= CHANGED -2 TAPS TO 1.0375.
Hour=5, Sec=3270, ControlIter=2, Element=Regulator.vreg2_a, Action= CHANGED -3 TAPS TO 1.05625.
Hour=5, Sec=3270, ControlIter=3, Element=Regulator.vreg2_b, Action= CHANGED -1 TAPS TO 1.03125.
Hour=5, Sec=3270, ControlIter=3, Element=Regulator.vreg2_a, Action= CHANGED -1 TAPS TO 1.05.
Hour=5, Sec=3270, ControlIter=4, Element=Capacitor.capbank2a, Action=**CLOSED**
Hour=5, Sec=3270, ControlIter=5, Element=Regulator.vreg4_a, Action= CHANGED -1 TAPS TO 1.05.
Hour=5, Sec=3270, ControlIter=5, Element=Regulator.vreg3_a, Action= CHANGED -1 TAPS TO 1.075.
Hour=5, Sec=3270, ControlIter=5, Element=Regulator.vreg2_a, Action= CHANGED -2 TAPS TO 1.0375.
Hour=5, Sec=3270, ControlIter=6, Element=Capacitor.capbank2b, Action=**CLOSED**
Hour=5, Sec=3270, ControlIter=7, Element=Regulator.vreg4_b, Action= CHANGED -1 TAPS TO 1.05.
Hour=5, Sec=3270, ControlIter=7, Element=Regulator.vreg3_b, Action= CHANGED -1 TAPS TO 1.04375.
Hour=5, Sec=3270, ControlIter=7, Element=Regulator.vreg2_b, Action= CHANGED -2 TAPS TO 1.01875.
Hour=5, Sec=3300, ControlIter=1, Element=Regulator.vreg2_b, Action= CHANGED 1 TAPS TO 1.025.
Hour=5, Sec=3540, ControlIter=1, Element=Regulator.vreg4_b, Action= CHANGED -1 TAPS TO 1.04375.
Hour=5, Sec=3540, ControlIter=1, Element=Regulator.vreg4_a, Action= CHANGED -1 TAPS TO 1.04375.
Hour=5, Sec=3540, ControlIter=1, Element=Regulator.vreg3_a, Action= CHANGED -1 TAPS TO 1.06875.
Hour=5, Sec=3540, ControlIter=1, Element=Regulator.vreg2_b, Action= CHANGED -1 TAPS TO 1.01875.
Hour=5, Sec=3540, ControlIter=1, Element=Regulator.vreg2_a, Action= CHANGED -1 TAPS TO 1.03125.
Hour=5, Sec=3570, ControlIter=1, Element=Capacitor.capbank2a, Action=**ARMED**, DELAY= 100 SEC
Hour=5, Sec=3570, ControlIter=1, Element=Capacitor.capbank2b, Action=**ARMED**, DELAY= 101 SEC
Hour=5, Sec=3570, ControlIter=1, Element=Regulator.vreg4_b, Action= CHANGED -3 TAPS TO 1.025.
Hour=5, Sec=3570, ControlIter=1, Element=Regulator.vreg4_a, Action= CHANGED -3 TAPS TO 1.025.
Hour=5, Sec=3570, ControlIter=1, Element=Regulator.vreg3_b, Action= CHANGED -3 TAPS TO 1.025.
Hour=5, Sec=3570, ControlIter=1, Element=Regulator.vreg3_a, Action= CHANGED -4 TAPS TO 1.04375.
Hour=5, Sec=3570, ControlIter=1, Element=Regulator.vreg2_c, Action= CHANGED -1 TAPS TO 1.00625.
Hour=5, Sec=3570, ControlIter=1, Element=Regulator.vreg2_b, Action= CHANGED -3 TAPS TO 1.
Hour=5, Sec=3570, ControlIter=1, Element=Regulator.vreg2_a, Action= CHANGED -4 TAPS TO 1.00625.
Hour=5, Sec=3570, ControlIter=1, Element=Regulator.feeder_regb, Action= CHANGED -1 TAPS TO 1.00625.
Hour=5, Sec=3570, ControlIter=1, Element=Regulator.feeder_rega, Action= CHANGED -1 TAPS TO 1.00625.
Hour=5, Sec=3570, ControlIter=2, Element=Capacitor.capbank2b, Action=**RESET**
Hour=5, Sec=3570, ControlIter=2, Element=Regulator.vreg4_c, Action= CHANGED -1 TAPS TO 1.01875.
Hour=5, Sec=3570, ControlIter=2, Element=Regulator.vreg2_c, Action= CHANGED -1 TAPS TO 1.
Hour=5, Sec=3570, ControlIter=2, Element=Regulator.vreg2_b, Action= CHANGED 2 TAPS TO 1.0125.
Hour=5, Sec=3570, ControlIter=2, Element=Regulator.vreg2_a, Action= CHANGED 2 TAPS TO 1.01875.
Hour=5, Sec=3570, ControlIter=3, Element=Regulator.vreg2_a, Action= CHANGED 1 TAPS TO 1.025.
Hour=5, Sec=3570, ControlIter=4, Element=Capacitor.capbank2a, Action=**OPENED**
Hour=5, Sec=3570, ControlIter=5, Element=Regulator.vreg4_a, Action= CHANGED 1 TAPS TO 1.03125.
Hour=5, Sec=3570, ControlIter=5, Element=Regulator.vreg3_a, Action= CHANGED 1 TAPS TO 1.05.
Hour=5, Sec=3570, ControlIter=5, Element=Regulator.vreg2_a, Action= CHANGED 2 TAPS TO 1.0375.
Hour=6, Sec=0, ControlIter=1, Element=Capacitor.capbank2a, Action=**ARMED**, DELAY= 370 SEC
Hour=6, Sec=0, ControlIter=1, Element=Regulator.vreg4_b, Action= CHANGED 1 TAPS TO 1.03125.
Hour=6, Sec=0, ControlIter=1, Element=Regulator.vreg4_a, Action= CHANGED 2 TAPS TO 1.04375.
Hour=6, Sec=0, ControlIter=1, Element=Regulator.vreg3_b, Action= CHANGED 1 TAPS TO 1.03125.
Hour=6, Sec=0, ControlIter=1, Element=Regulator.vreg3_a, Action= CHANGED 2 TAPS TO 1.0625.
Hour=6, Sec=0, ControlIter=1, Element=Regulator.vreg2_b, Action= CHANGED 2 TAPS TO 1.025.
Hour=6, Sec=0, ControlIter=1, Element=Regulator.vreg2_a, Action= CHANGED 2 TAPS TO 1.05.
Hour=6, Sec=0, ControlIter=2, Element=Regulator.vreg2_a, Action= CHANGED -1 TAPS TO 1.04375.
Hour=6, Sec=0, ControlIter=3, Element=Capacitor.capbank2a, Action=**CLOSED**
Hour=6, Sec=0, ControlIter=4, Element=Regulator.vreg4_a, Action= CHANGED -1 TAPS TO 1.0375.
Hour=6, Sec=0, ControlIter=4, Element=Regulator.vreg2_a, Action= CHANGED -2 TAPS TO 1.03125.
Hour=6, Sec=30, ControlIter=1, Element=Regulator.vreg4_b, Action= CHANGED 1 TAPS TO 1.0375.
Hour=6, Sec=30, ControlIter=1, Element=Regulator.vreg3_b, Action= CHANGED 1 TAPS TO 1.0375.
Hour=6, Sec=60, ControlIter=1, Element=Regulator.vreg4_b, Action= CHANGED 1 TAPS TO 1.04375.
Hour=6, Sec=60, ControlIter=1, Element=Regulator.vreg4_a, Action= CHANGED 1 TAPS TO 1.04375.
Hour=6, Sec=60, ControlIter=1, Element=Regulator.vreg3_b, Action= CHANGED 1 TAPS TO 1.04375.
Hour=6, Sec=60, ControlIter=1, Element=Regulator.vreg3_a, Action= CHANGED 1 TAPS TO 1.06875.
Hour=6, Sec=60, ControlIter=1, Element=Regulator.vreg2_a, Action= CHANGED 2 TAPS TO 1.04375.
Hour=6, Sec=150, ControlIter=1, Element=Regulator.vreg2_b, Action= CHANGED -1 TAPS TO 1.01875.
Hour=6, Sec=150, ControlIter=1, Element=Regulator.vreg2_a, Action= CHANGED -1 TAPS TO 1.0375.
Hour=6, Sec=150, ControlIter=2, Element=Regulator.vreg2_a, Action= CHANGED -1 TAPS TO 1.03125.
Hour=6, Sec=180, ControlIter=1, Element=Capacitor.capbank2a, Action=**ARMED**, DELAY= 100 SEC
Hour=6, Sec=180, ControlIter=1, Element=Capacitor.capbank2b, Action=**ARMED**, DELAY= 101 SEC
Hour=6, Sec=180, ControlIter=1, Element=Regulator.vreg4_b, Action= CHANGED -2 TAPS TO 1.03125.
Hour=6, Sec=180, ControlIter=1, Element=Regulator.vreg4_a, Action= CHANGED -2 TAPS TO 1.03125.
Hour=6, Sec=180, ControlIter=1, Element=Regulator.vreg3_b, Action= CHANGED -2 TAPS TO 1.03125.
Hour=6, Sec=180, ControlIter=1, Element=Regulator.vreg3_a, Action= CHANGED -2 TAPS TO 1.05625.
Hour=6, Sec=180, ControlIter=1, Element=Regulator.vreg2_b, Action= CHANGED -2 TAPS TO 1.00625.
Hour=6, Sec=180, ControlIter=1, Element=Regulator.vreg2_a, Action= CHANGED -3 TAPS TO 1.0125.
Hour=6, Sec=180, ControlIter=2, Element=Regulator.vreg4_a, Action= CHANGED -1 TAPS TO 1.025.
Hour=6, Sec=180, ControlIter=2, Element=Regulator.vreg3_a, Action= CHANGED -1 TAPS TO 1.05.
Hour=6, Sec=180, ControlIter=3, Element=Regulator.vreg2_a, Action= CHANGED 1 TAPS TO 1.01875.
Hour=6, Sec=180, ControlIter=4, Element=Capacitor.capbank2a, Action=**OPENED**
Hour=6, Sec=180, ControlIter=5, Element=Regulator.vreg4_b, Action= CHANGED -1 TAPS TO 1.025.
Hour=6, Sec=180, ControlIter=5, Element=Regulator.vreg4_a, Action= CHANGED 1 TAPS TO 1.03125.
Hour=6, Sec=180, ControlIter=5, Element=Regulator.vreg3_b, Action= CHANGED -1 TAPS TO 1.025.
Hour=6, Sec=180, ControlIter=5, Element=Regulator.vreg2_a, Action= CHANGED 2 TAPS TO 1.03125.
Hour=6, Sec=180, ControlIter=6, Element=Capacitor.capbank2b, Action=**RESET**
Hour=6, Sec=180, ControlIter=6, Element=Regulator.vreg2_b, Action= CHANGED 1 TAPS TO 1.0125.
Hour=6, Sec=210, ControlIter=1, Element=Capacitor.capbank2a, Action=**ARMED**, DELAY= 370 SEC
Hour=6, Sec=210, ControlIter=1, Element=Regulator.vreg4_a, Action= CHANGED 1 TAPS TO 1.0375.
Hour=6, Sec=210, ControlIter=1, Element=Regulator.vreg3_a, Action= CHANGED 1 TAPS TO 1.05625.
Hour=6, Sec=210, ControlIter=1, Element=Regulator.vreg2_b, Action= CHANGED 1 TAPS TO 1.01875.
Hour=6, Sec=210, ControlIter=1, Element=Regulator.vreg2_a, Action= CHANGED 1 TAPS TO 1.0375.
Hour=6, Sec=210, ControlIter=2, Element=Capacitor.capbank2a, Action=**CLOSED**
Hour=6, Sec=210, ControlIter=3, Element=Regulator.vreg4_a, Action= CHANGED -1 TAPS TO 1.03125.
Hour=6, Sec=210, ControlIter=3, Element=Regulator.vreg2_a, Action= CHANGED -1 TAPS TO 1.03125.
Hour=6, Sec=240, ControlIter=1, Element=Regulator.vreg4_b, Action= CHANGED 2 TAPS TO 1.0375.
Hour=6, Sec=240, ControlIter=1, Element=Regulator.vreg4_a, Action= CHANGED 1 TAPS TO 1.0375.
Hour=6, Sec=240, ControlIter=1, Element=Regulator.vreg3_b, Action= CHANGED 2 TAPS TO 1.0375.
Hour=6, Sec=240, ControlIter=1, Element=Regulator.vreg3_a, Action= CHANGED 1 TAPS TO 1.0625.
Hour=6, Sec=240, ControlIter=1, Element=Regulator.vreg2_b, Action= CHANGED 2 TAPS TO 1.03125.
Hour=6, Sec=240, ControlIter=1, Element=Regulator.vreg2_a, Action= CHANGED 2 TAPS TO 1.04375.
Hour=6, Sec=240, ControlIter=2, Element=Regulator.vreg4_b, Action= CHANGED 1 TAPS TO 1.04375.
Hour=6, Sec=270, ControlIter=1, Element=Capacitor.capbank2a, Action=**ARMED**, DELAY= 100 SEC
Hour=6, Sec=270, ControlIter=1, Element=Capacitor.capbank2b, Action=**ARMED**, DELAY= 101 SEC
Hour=6, Sec=270, ControlIter=1, Element=Regulator.vreg4_b, Action= CHANGED -2 TAPS TO 1.03125.
Hour=6, Sec=270, ControlIter=1, Element=Regulator.vreg4_a, Action= CHANGED -1 TAPS TO 1.03125.
Hour=6, Sec=270, ControlIter=1, Element=Regulator.vreg3_b, Action= CHANGED -1 TAPS TO 1.03125.
Hour=6, Sec=270, ControlIter=1, Element=Regulator.vreg3_a, Action= CHANGED -2 TAPS TO 1.05.
Hour=6, Sec=270, ControlIter=1, Element=Regulator.vreg2_b, Action= CHANGED -3 TAPS TO 1.0125.
Hour=6, Sec=270, ControlIter=1, Element=Regulator.vreg2_a, Action= CHANGED -4 TAPS TO 1.01875.
Hour=6, Sec=270, ControlIter=2, Element=Capacitor.capbank2b, Action=**RESET**
Hour=6, Sec=270, ControlIter=2, Element=Capacitor.capbank2a, Action=**OPENED**
Hour=6, Sec=270, ControlIter=3, Element=Regulator.vreg2_a, Action= CHANGED 2 TAPS TO 1.03125.
Hour=6, Sec=300, ControlIter=1, Element=Capacitor.capbank2b, Action=**ARMED**, DELAY= 101 SEC
Hour=6, Sec=300, ControlIter=1, Element=Regulator.vreg4_b, Action= CHANGED -1 TAPS TO 1.025.
Hour=6, Sec=300, ControlIter=1, Element=Regulator.vreg3_c, Action= CHANGED -1 TAPS TO 0.99375.
Hour=6, Sec=300, ControlIter=1, Element=Regulator.vreg3_b, Action= CHANGED -1 TAPS TO 1.025.
Hour=6, Sec=300, ControlIter=1, Element=Regulator.vreg2_b, Action= CHANGED -1 TAPS TO 1.00625.
Hour=6, Sec=300, ControlIter=2, Element=Capacitor.capbank2b, Action=**OPENED**
Hour=6, Sec=300, ControlIter=3, Element=Regulator.vreg2_b, Action= CHANGED 2 TAPS TO 1.01875.
Hour=6, Sec=360, ControlIter=1, Element=Capacitor.capbank2b, Action=**ARMED**, DELAY= 341 SEC
Hour=6, Sec=360, ControlIter=1, Element=Regulator.vreg4_b, Action= CHANGED 1 TAPS TO 1.03125.
Hour=6, Sec=360, ControlIter=1, Element=Regulator.vreg3_b, Action= CHANGED 1 TAPS TO 1.03125.
Hour=6, Sec=360, ControlIter=1, Element=Regulator.vreg2_b, Action= CHANGED 1 TAPS TO 1.025.
Hour=6, Sec=360, ControlIter=2, Element=Capacitor.capbank2b, Action=**RESET**
Hour=6, Sec=390, ControlIter=1, Element=Capacitor.capbank2a, Action=**ARMED**, DELAY= 280 SEC
Hour=6, Sec=390, ControlIter=1, Element=Capacitor.capbank2b, Action=**ARMED**, DELAY= 311 SEC
Hour=6, Sec=390, ControlIter=1, Element=Regulator.vreg4_b, Action= CHANGED 1 TAPS TO 1.0375.
Hour=6, Sec=390, ControlIter=1, Element=Regulator.vreg4_a, Action= CHANGED 1 TAPS TO 1.0375.
Hour=6, Sec=390, ControlIter=1, Element=Regulator.vreg3_b, Action= CHANGED 1 TAPS TO 1.0375.
Hour=6, Sec=390, ControlIter=1, Element=Regulator.vreg3_a, Action= CHANGED 2 TAPS TO 1.0625.
Hour=6, Sec=390, ControlIter=1, Element=Regulator.vreg2_a, Action= CHANGED 2 TAPS TO 1.04375.
Hour=6, Sec=390, ControlIter=2, Element=Capacitor.capbank2a, Action=**CLOSED**
Hour=6, Sec=390, ControlIter=3, Element=Regulator.vreg3_a, Action= CHANGED -1 TAPS TO 1.05625.
Hour=6, Sec=390, ControlIter=3, Element=Regulator.vreg2_c, Action= CHANGED 1 TAPS TO 1.00625.
Hour=6, Sec=390, ControlIter=3, Element=Regulator.vreg2_a, Action= CHANGED -2 TAPS TO 1.03125.
Hour=6, Sec=390, ControlIter=4, Element=Capacitor.capbank2b, Action=**CLOSED**
Hour=6, Sec=390, ControlIter=5, Element=Regulator.vreg2_b, Action= CHANGED -1 TAPS TO 1.01875.
Hour=6, Sec=420, ControlIter=1, Element=Regulator.vreg4_b, Action= CHANGED 1 TAPS TO 1.04375.
Hour=6, Sec=420, ControlIter=1, Element=Regulator.vreg4_a, Action= CHANGED 1 TAPS TO 1.04375.
Hour=6, Sec=420, ControlIter=1, Element=Regulator.vreg3_a, Action= CHANGED 1 TAPS TO 1.0625.
Hour=6, Sec=420, ControlIter=1, Element=Regulator.vreg2_b, Action= CHANGED 1 TAPS TO 1.025.
Hour=6, Sec=420, ControlIter=1, Element=Regulator.vreg2_a, Action= CHANGED 2 TAPS TO 1.04375.
Hour=6, Sec=510, ControlIter=1, Element=Regulator.vreg4_c, Action= CHANGED 1 TAPS TO 1.025.
Hour=6, Sec=510, ControlIter=1, Element=Regulator.vreg4_b, Action= CHANGED 1 TAPS TO 1.05.
Hour=6, Sec=510, ControlIter=1, Element=Regulator.vreg4_a, Action= CHANGED 1 TAPS TO 1.05.
Hour=6, Sec=510, ControlIter=1, Element=Regulator.vreg3_c, Action= CHANGED 1 TAPS TO 1.
Hour=6, Sec=510, ControlIter=1, Element=Regulator.vreg3_b, Action= CHANGED 1 TAPS TO 1.04375.
Hour=6, Sec=510, ControlIter=1, Element=Regulator.vreg3_a, Action= CHANGED 2 TAPS TO 1.075.
Hour=6, Sec=510, ControlIter=1, Element=Regulator.vreg2_c, Action= CHANGED 1 TAPS TO 1.0125.
Hour=6, Sec=510, ControlIter=1, Element=Regulator.vreg2_b, Action= CHANGED 1 TAPS TO 1.03125.
Hour=6, Sec=510, ControlIter=1, Element=Regulator.vreg2_a, Action= CHANGED 2 TAPS TO 1.05625.
Hour=6, Sec=510, ControlIter=2, Element=Regulator.vreg2_a, Action= CHANGED -1 TAPS TO 1.05.
Hour=6, Sec=540, ControlIter=1, Element=Regulator.vreg4_b, Action= CHANGED 1 TAPS TO 1.05625.
Hour=6, Sec=540, ControlIter=1, Element=Regulator.vreg3_b, Action= CHANGED 1 TAPS TO 1.05.
Hour=6, Sec=540, ControlIter=1, Element=Regulator.vreg3_a, Action= CHANGED 1 TAPS TO 1.08125.
Hour=6, Sec=600, ControlIter=1, Element=Regulator.vreg2_b, Action= CHANGED -1 TAPS TO 1.025.
Hour=6, Sec=600, ControlIter=1, Element=Regulator.vreg2_a, Action= CHANGED -1 TAPS TO 1.04375.
Hour=6, Sec=600, ControlIter=2, Element=Regulator.vreg2_a, Action= CHANGED -1 TAPS TO 1.0375.
Hour=6, Sec=630, ControlIter=1, Element=Capacitor.capbank2a, Action=**ARMED**, DELAY= 100 SEC
Hour=6, Sec=630, ControlIter=1, Element=Capacitor.capbank2b, Action=**ARMED**, DELAY= 101 SEC
Hour=6, Sec=630, ControlIter=1, Element=Regulator.vreg4_b, Action= CHANGED -3 TAPS TO 1.0375.
Hour=6, Sec=630, ControlIter=1, Element=Regulator.vreg4_a, Action= CHANGED -2 TAPS TO 1.0375.
Hour=6, Sec=630, ControlIter=1, Element=Regulator.vreg3_b, Action= CHANGED -2 TAPS TO 1.0375.
Hour=6, Sec=630, ControlIter=1, Element=Regulator.vreg3_a, Action= CHANGED -3 TAPS TO 1.0625.
Hour=6, Sec=630, ControlIter=1, Element=Regulator.vreg2_c, Action= CHANGED -1 TAPS TO 1.00625.
Hour=6, Sec=630, ControlIter=1, Element=Regulator.vreg2_b, Action= CHANGED -3 TAPS TO 1.00625.
Hour=6, Sec=630, ControlIter=1, Element=Regulator.vreg2_a, Action= CHANGED -4 TAPS TO 1.0125.
Hour=6, Sec=630, ControlIter=2, Element=Capacitor.capbank2a, Action=**RESET**
Hour=6, Sec=630, ControlIter=2, Element=Capacitor.capbank2b, Action=**RESET**
Hour=6, Sec=630, ControlIter=2, Element=Regulator.vreg4_b, Action= CHANGED -1 TAPS TO 1.03125.
Hour=6, Sec=630, ControlIter=2, Element=Regulator.vreg4_a, Action= CHANGED -1 TAPS TO 1.03125.
Hour=6, Sec=630, ControlIter=2, Element=Regulator.vreg3_b, Action= CHANGED -1 TAPS TO 1.03125.
Hour=6, Sec=630, ControlIter=2, Element=Regulator.vreg3_a, Action= CHANGED -1 TAPS TO 1.05625.
Hour=6, Sec=630, ControlIter=3, Element=Regulator.vreg2_b, Action= CHANGED 1 TAPS TO 1.0125.
Hour=6, Sec=630, ControlIter=3, Element=Regulator.vreg2_a, Action= CHANGED 1 TAPS TO 1.01875.
Hour=6, Sec=660, ControlIter=1, Element=Regulator.vreg4_b, Action= CHANGED 2 TAPS TO 1.04375.
Hour=6, Sec=660, ControlIter=1, Element=Regulator.vreg4_a, Action= CHANGED 2 TAPS TO 1.04375.
Hour=6, Sec=660, ControlIter=1, Element=Regulator.vreg3_b, Action= CHANGED 2 TAPS TO 1.04375.
Hour=6, Sec=660, ControlIter=1, Element=Regulator.vreg3_a, Action= CHANGED 2 TAPS TO 1.06875.
Hour=6, Sec=660, ControlIter=1, Element=Regulator.vreg2_b, Action= CHANGED 3 TAPS TO 1.03125.
Hour=6, Sec=660, ControlIter=1, Element=Regulator.vreg2_a, Action= CHANGED 4 TAPS TO 1.04375.
Hour=6, Sec=690, ControlIter=1, Element=Regulator.vreg4_b, Action= CHANGED 1 TAPS TO 1.05.
Hour=6, Sec=690, ControlIter=1, Element=Regulator.vreg4_a, Action= CHANGED 1 TAPS TO 1.05.
Hour=6, Sec=690, ControlIter=1, Element=Regulator.vreg3_a, Action= CHANGED 1 TAPS TO 1.075.
Hour=6, Sec=690, ControlIter=1, Element=Regulator.vreg2_a, Action= CHANGED 1 TAPS TO 1.05.
Hour=6, Sec=720, ControlIter=1, Element=Regulator.vreg2_b, Action= CHANGED -1 TAPS TO 1.025.
Hour=6, Sec=720, ControlIter=1, Element=Regulator.vreg2_a, Action= CHANGED -2 TAPS TO 1.0375.
Hour=6, Sec=750, ControlIter=1, Element=Regulator.vreg4_b, Action= CHANGED -1 TAPS TO 1.04375.
Hour=6, Sec=750, ControlIter=1, Element=Regulator.vreg4_a, Action= CHANGED -1 TAPS TO 1.04375.
Hour=6, Sec=750, ControlIter=1, Element=Regulator.vreg3_b, Action= CHANGED -1 TAPS TO 1.0375.
Hour=6, Sec=750, ControlIter=1, Element=Regulator.vreg3_a, Action= CHANGED -2 TAPS TO 1.0625.
Hour=6, Sec=750, ControlIter=1, Element=Regulator.vreg2_b, Action= CHANGED -1 TAPS TO 1.01875.
Hour=6, Sec=750, ControlIter=1, Element=Regulator.vreg2_a, Action= CHANGED -2 TAPS TO 1.025.
Hour=6, Sec=780, ControlIter=1, Element=Regulator.vreg4_b, Action= CHANGED -1 TAPS TO 1.0375.
Hour=6, Sec=780, ControlIter=1, Element=Regulator.vreg4_a, Action= CHANGED -1 TAPS TO 1.0375.
Hour=6, Sec=810, ControlIter=1, Element=Regulator.vreg3_a, Action= CHANGED -1 TAPS TO 1.05625.
Hour=6, Sec=840, ControlIter=1, Element=Capacitor.capbank2a, Action=**ARMED**, DELAY= 100 SEC
Hour=6, Sec=840, ControlIter=1, Element=Regulator.vreg4_b, Action= CHANGED -1 TAPS TO 1.03125.
Hour=6, Sec=840, ControlIter=1, Element=Regulator.vreg4_a, Action= CHANGED -1 TAPS TO 1.03125.
Hour=6, Sec=840, ControlIter=1, Element=Regulator.vreg3_b, Action= CHANGED -1 TAPS TO 1.03125.
Hour=6, Sec=840, ControlIter=1, Element=Regulator.vreg3_a, Action= CHANGED -1 TAPS TO 1.05.
Hour=6, Sec=840, ControlIter=1, Element=Regulator.vreg2_b, Action= CHANGED -1 TAPS TO 1.0125.
Hour=6, Sec=840, ControlIter=2, Element=Capacitor.capbank2a, Action=**RESET**
Hour=6, Sec=870, ControlIter=1, Element=Regulator.vreg2_b, Action= CHANGED 1 TAPS TO 1.01875.
Hour=6, Sec=870, ControlIter=1, Element=Regulator.vreg2_a, Action= CHANGED 2 TAPS TO 1.0375.
Hour=6, Sec=900, ControlIter=1, Element=Regulator.vreg4_b, Action= CHANGED 2 TAPS TO 1.04375.
Hour=6, Sec=900, ControlIter=1, Element=Regulator.vreg4_a, Action= CHANGED 2 TAPS TO 1.04375.
Hour=6, Sec=900, ControlIter=1, Element=Regulator.vreg3_b, Action= CHANGED 1 TAPS TO 1.0375.
Hour=6, Sec=900, ControlIter=1, Element=Regulator.vreg3_a, Action= CHANGED 2 TAPS TO 1.0625.
Hour=6, Sec=900, ControlIter=1, Element=Regulator.vreg2_b, Action= CHANGED 2 TAPS TO 1.03125.
Hour=6, Sec=900, ControlIter=1, Element=Regulator.vreg2_a, Action= CHANGED 3 TAPS TO 1.05625.
Hour=6, Sec=900, ControlIter=2, Element=Regulator.vreg3_a, Action= CHANGED 1 TAPS TO 1.06875.
Hour=6, Sec=900, ControlIter=3, Element=Regulator.vreg2_a, Action= CHANGED -1 TAPS TO 1.05.
Hour=6, Sec=900, ControlIter=4, Element=Regulator.vreg2_a, Action= CHANGED -1 TAPS TO 1.04375.
Hour=6, Sec=930, ControlIter=1, Element=Regulator.vreg4_b, Action= CHANGED 2 TAPS TO 1.05625.
Hour=6, Sec=930, ControlIter=1, Element=Regulator.vreg4_a, Action= CHANGED 2 TAPS TO 1.05625.
Hour=6, Sec=930, ControlIter=1, Element=Regulator.vreg3_b, Action= CHANGED 2 TAPS TO 1.05.
Hour=6, Sec=930, ControlIter=1, Element=Regulator.vreg3_a, Action= CHANGED 2 TAPS TO 1.08125.
Hour=6, Sec=930, ControlIter=1, Element=Regulator.vreg2_b, Action= CHANGED 1 TAPS TO 1.0375.
Hour=6, Sec=930, ControlIter=1, Element=Regulator.vreg2_a, Action= CHANGED 2 TAPS TO 1.05625.
Hour=6, Sec=930, ControlIter=2, Element=Regulator.vreg2_b, Action= CHANGED -1 TAPS TO 1.03125.
Hour=6, Sec=930, ControlIter=2, Element=Regulator.vreg2_a, Action= CHANGED -1 TAPS TO 1.05.
Hour=6, Sec=990, ControlIter=1, Element=Regulator.vreg3_a, Action= CHANGED 1 TAPS TO 1.0875.
Hour=6, Sec=1080, ControlIter=1, Element=Regulator.vreg2_a, Action= CHANGED -1 TAPS TO 1.04375.
Hour=6, Sec=1200, ControlIter=1, Element=Regulator.vreg4_b, Action= CHANGED 1 TAPS TO 1.0625.
Hour=6, Sec=1290, ControlIter=1, Element=Regulator.vreg3_b, Action= CHANGED 1 TAPS TO 1.05625.
Hour=6, Sec=1290, ControlIter=2, Element=Regulator.vreg4_a, Action= CHANGED 1 TAPS TO 1.0625.
Hour=6, Sec=1680, ControlIter=1, Element=Regulator.vreg2_b, Action= CHANGED -1 TAPS TO 1.025.
Hour=6, Sec=1860, ControlIter=1, Element=Regulator.vreg2_a, Action= CHANGED -1 TAPS TO 1.0375.
Hour=6, Sec=1890, ControlIter=1, Element=Regulator.vreg4_a, Action= CHANGED -1 TAPS TO 1.05625.
Hour=6, Sec=1890, ControlIter=1, Element=Regulator.vreg2_b, Action= CHANGED -1 TAPS TO 1.01875.
Hour=6, Sec=1920, ControlIter=1, Element=Regulator.vreg4_b, Action= CHANGED -1 TAPS TO 1.05625.
Hour=6, Sec=1920, ControlIter=1, Element=Regulator.vreg3_b, Action= CHANGED -1 TAPS TO 1.05.
Hour=6, Sec=1920, ControlIter=1, Element=Regulator.vreg3_a, Action= CHANGED -1 TAPS TO 1.08125.
Hour=6, Sec=1920, ControlIter=1, Element=Regulator.vreg2_a, Action= CHANGED -1 TAPS TO 1.03125.
Hour=6, Sec=1950, ControlIter=1, Element=Regulator.vreg4_b, Action= CHANGED -1 TAPS TO 1.05.
Hour=6, Sec=1950, ControlIter=1, Element=Regulator.vreg4_a, Action= CHANGED -1 TAPS TO 1.05.
Hour=6, Sec=1950, ControlIter=1, Element=Regulator.vreg3_a, Action= CHANGED -1 TAPS TO 1.075.
Hour=6, Sec=1980, ControlIter=1, Element=Regulator.vreg4_b, Action= CHANGED -1 TAPS TO 1.04375.
Hour=6, Sec=1980, ControlIter=1, Element=Regulator.vreg4_a, Action= CHANGED -1 TAPS TO 1.04375.
Hour=6, Sec=1980, ControlIter=1, Element=Regulator.vreg3_b, Action= CHANGED -2 TAPS TO 1.0375.
Hour=6, Sec=1980, ControlIter=1, Element=Regulator.vreg3_a, Action= CHANGED -2 TAPS TO 1.0625.
Hour=6, Sec=1980, ControlIter=1, Element=Regulator.vreg2_b, Action= CHANGED -1 TAPS TO 1.0125.
Hour=6, Sec=1980, ControlIter=1, Element=Regulator.vreg2_a, Action= CHANGED -1 TAPS TO 1.025.
Hour=6, Sec=2010, ControlIter=1, Element=Regulator.vreg4_b, Action= CHANGED 1 TAPS TO 1.05.
Hour=6, Sec=2010, ControlIter=1, Element=Regulator.vreg4_a, Action= CHANGED 1 TAPS TO 1.05.
Hour=6, Sec=2010, ControlIter=1, Element=Regulator.vreg3_b, Action= CHANGED 1 TAPS TO 1.04375.
Hour=6, Sec=2010, ControlIter=1, Element=Regulator.vreg3_a, Action= CHANGED 2 TAPS TO 1.075.
Hour=6, Sec=2010, ControlIter=1, Element=Regulator.vreg2_b, Action= CHANGED 2 TAPS TO 1.025.
Hour=6, Sec=2010, ControlIter=1, Element=Regulator.vreg2_a, Action= CHANGED 3 TAPS TO 1.04375.
Hour=6, Sec=2040, ControlIter=1, Element=Regulator.vreg2_a, Action= CHANGED -1 TAPS TO 1.0375.
Hour=6, Sec=2100, ControlIter=1, Element=Capacitor.capbank2a, Action=**ARMED**, DELAY= 100 SEC
Hour=6, Sec=2100, ControlIter=1, Element=Capacitor.capbank2b, Action=**ARMED**, DELAY= 101 SEC
Hour=6, Sec=2100, ControlIter=1, Element=Regulator.vreg4_c, Action= CHANGED -1 TAPS TO 1.01875.
Hour=6, Sec=2100, ControlIter=1, Element=Regulator.vreg4_b, Action= CHANGED -3 TAPS TO 1.03125.
Hour=6, Sec=2100, ControlIter=1, Element=Regulator.vreg4_a, Action= CHANGED -3 TAPS TO 1.03125.
Hour=6, Sec=2100, ControlIter=1, Element=Regulator.vreg3_b, Action= CHANGED -2 TAPS TO 1.03125.
Hour=6, Sec=2100, ControlIter=1, Element=Regulator.vreg3_a, Action= CHANGED -4 TAPS TO 1.05.
Hour=6, Sec=2100, ControlIter=1, Element=Regulator.vreg2_b, Action= CHANGED -4 TAPS TO 1.
Hour=6, Sec=2100, ControlIter=1, Element=Regulator.vreg2_a, Action= CHANGED -4 TAPS TO 1.0125.
Hour=6, Sec=2100, ControlIter=2, Element=Regulator.vreg4_b, Action= CHANGED -1 TAPS TO 1.025.
Hour=6, Sec=2100, ControlIter=2, Element=Regulator.vreg4_a, Action= CHANGED -1 TAPS TO 1.025.
Hour=6, Sec=2100, ControlIter=2, Element=Regulator.vreg3_b, Action= CHANGED -1 TAPS TO 1.025.
Hour=6, Sec=2100, ControlIter=2, Element=Regulator.vreg3_a, Action= CHANGED -1 TAPS TO 1.04375.
Hour=6, Sec=2100, ControlIter=2, Element=Regulator.vreg2_c, Action= CHANGED -1 TAPS TO 1.
Hour=6, Sec=2100, ControlIter=2, Element=Regulator.vreg2_b, Action= CHANGED 1 TAPS TO 1.00625.
Hour=6, Sec=2100, ControlIter=3, Element=Regulator.vreg2_b, Action= CHANGED 1 TAPS TO 1.0125.
Hour=6, Sec=2100, ControlIter=3, Element=Regulator.vreg2_a, Action= CHANGED 1 TAPS TO 1.01875.
Hour=6, Sec=2100, ControlIter=4, Element=Capacitor.capbank2a, Action=**OPENED**
Hour=6, Sec=2100, ControlIter=5, Element=Regulator.vreg3_c, Action= CHANGED -1 TAPS TO 0.99375.
Hour=6, Sec=2100, ControlIter=5, Element=Regulator.vreg3_a, Action= CHANGED 1 TAPS TO 1.05.
Hour=6, Sec=2100, ControlIter=5, Element=Regulator.vreg2_a, Action= CHANGED 2 TAPS TO 1.03125.
Hour=6, Sec=2100, ControlIter=6, Element=Capacitor.capbank2b, Action=**OPENED**
Hour=6, Sec=2100, ControlIter=7, Element=Regulator.vreg2_b, Action= CHANGED 1 TAPS TO 1.01875.
Hour=6, Sec=2130, ControlIter=1, Element=Regulator.vreg4_b, Action= CHANGED 1 TAPS TO 1.03125.
Hour=6, Sec=2130, ControlIter=1, Element=Regulator.vreg4_a, Action= CHANGED 1 TAPS TO 1.03125.
Hour=6, Sec=2130, ControlIter=1, Element=Regulator.vreg3_b, Action= CHANGED 1 TAPS TO 1.03125.
Hour=6, Sec=2130, ControlIter=1, Element=Regulator.vreg2_b, Action= CHANGED 1 TAPS TO 1.025.
Hour=6, Sec=2160, ControlIter=1, Element=Capacitor.capbank2a, Action=**ARMED**, DELAY= 340 SEC
Hour=6, Sec=2160, ControlIter=1, Element=Capacitor.capbank2b, Action=**ARMED**, DELAY= 341 SEC
Hour=6, Sec=2160, ControlIter=1, Element=Regulator.vreg4_b, Action= CHANGED 2 TAPS TO 1.04375.
Hour=6, Sec=2160, ControlIter=1, Element=Regulator.vreg4_a, Action= CHANGED 2 TAPS TO 1.04375.
Hour=6, Sec=2160, ControlIter=1, Element=Regulator.vreg3_b, Action= CHANGED 2 TAPS TO 1.04375.
Hour=6, Sec=2160, ControlIter=1, Element=Regulator.vreg3_a, Action= CHANGED 2 TAPS TO 1.0625.
Hour=6, Sec=2160, ControlIter=1, Element=Regulator.vreg2_c, Action= CHANGED 1 TAPS TO 1.00625.
Hour=6, Sec=2160, ControlIter=1, Element=Regulator.vreg2_b, Action= CHANGED 2 TAPS TO 1.0375.
Hour=6, Sec=2160, ControlIter=1, Element=Regulator.vreg2_a, Action= CHANGED 3 TAPS TO 1.05.
Hour=6, Sec=2160, ControlIter=1, Element=Regulator.feeder_regb, Action= CHANGED 1 TAPS TO 1.0125.
Hour=6, Sec=2160, ControlIter=1, Element=Regulator.feeder_rega, Action= CHANGED 1 TAPS TO 1.0125.
Hour=6, Sec=2160, ControlIter=2, Element=Regulator.vreg2_b, Action= CHANGED -2 TAPS TO 1.025.
Hour=6, Sec=2160, ControlIter=2, Element=Regulator.vreg2_a, Action= CHANGED -1 TAPS TO 1.04375.
Hour=6, Sec=2160, ControlIter=3, Element=Capacitor.capbank2a, Action=**CLOSED**
Hour=6, Sec=2160, ControlIter=4, Element=Regulator.vreg4_a, Action= CHANGED -1 TAPS TO 1.0375.
Hour=6, Sec=2160, ControlIter=4, Element=Regulator.vreg3_a, Action= CHANGED -1 TAPS TO 1.05625.
Hour=6, Sec=2160, ControlIter=4, Element=Regulator.vreg2_a, Action= CHANGED -2 TAPS TO 1.03125.
Hour=6, Sec=2160, ControlIter=5, Element=Capacitor.capbank2b, Action=**CLOSED**
Hour=6, Sec=2160, ControlIter=6, Element=Regulator.vreg4_b, Action= CHANGED -1 TAPS TO 1.0375.
Hour=6, Sec=2160, ControlIter=6, Element=Regulator.vreg3_b, Action= CHANGED -2 TAPS TO 1.03125.
Hour=6, Sec=2160, ControlIter=6, Element=Regulator.vreg2_b, Action= CHANGED -2 TAPS TO 1.0125.
Hour=6, Sec=2160, ControlIter=7, Element=Regulator.vreg2_b, Action= CHANGED 1 TAPS TO 1.01875.
Hour=6, Sec=2190, ControlIter=1, Element=Regulator.vreg4_c, Action= CHANGED 1 TAPS TO 1.025.
Hour=6, Sec=2190, ControlIter=1, Element=Regulator.vreg4_b, Action= CHANGED 1 TAPS TO 1.04375.
Hour=6, Sec=2190, ControlIter=1, Element=Regulator.vreg4_a, Action= CHANGED 1 TAPS TO 1.04375.
Hour=6, Sec=2190, ControlIter=1, Element=Regulator.vreg3_c, Action= CHANGED 1 TAPS TO 1.
Hour=6, Sec=2190, ControlIter=1, Element=Regulator.vreg3_b, Action= CHANGED 1 TAPS TO 1.0375.
Hour=6, Sec=2190, ControlIter=1, Element=Regulator.vreg3_a, Action= CHANGED 2 TAPS TO 1.06875.
Hour=6, Sec=2190, ControlIter=1, Element=Regulator.vreg2_c, Action= CHANGED 1 TAPS TO 1.0125.
Hour=6, Sec=2190, ControlIter=1, Element=Regulator.vreg2_b, Action= CHANGED 2 TAPS TO 1.03125.
Hour=6, Sec=2190, ControlIter=1, Element=Regulator.vreg2_a, Action= CHANGED 2 TAPS TO 1.04375.
Hour=6, Sec=2310, ControlIter=1, Element=Regulator.vreg2_b, Action= CHANGED -1 TAPS TO 1.025.
Hour=6, Sec=2310, ControlIter=1, Element=Regulator.vreg2_a, Action= CHANGED -1 TAPS TO 1.0375.
Hour=6, Sec=2490, ControlIter=1, Element=Regulator.vreg3_a, Action= CHANGED -1 TAPS TO 1.0625.
Hour=6, Sec=2490, ControlIter=1, Element=Regulator.vreg2_a, Action= CHANGED -1 TAPS TO 1.03125.
Hour=6, Sec=2520, ControlIter=1, Element=Regulator.vreg2_a, Action= CHANGED 1 TAPS TO 1.0375.
Hour=6, Sec=2520, ControlIter=2, Element=Regulator.vreg2_a, Action= CHANGED 1 TAPS TO 1.04375.
Hour=6, Sec=2550, ControlIter=1, Element=Regulator.vreg2_a, Action= CHANGED -1 TAPS TO 1.0375.
Hour=6, Sec=2640, ControlIter=1, Element=Regulator.vreg4_b, Action= CHANGED -2 TAPS TO 1.03125.
Hour=6, Sec=2640, ControlIter=1, Element=Regulator.vreg4_a, Action= CHANGED -2 TAPS TO 1.03125.
Hour=6, Sec=2640, ControlIter=1, Element=Regulator.vreg3_b, Action= CHANGED -1 TAPS TO 1.03125.
Hour=6, Sec=2640, ControlIter=1, Element=Regulator.vreg3_a, Action= CHANGED -2 TAPS TO 1.05.
Hour=6, Sec=2640, ControlIter=1, Element=Regulator.vreg2_c, Action= CHANGED -1 TAPS TO 1.00625.
Hour=6, Sec=2640, ControlIter=1, Element=Regulator.vreg2_b, Action= CHANGED -2 TAPS TO 1.0125.
Hour=6, Sec=2640, ControlIter=1, Element=Regulator.vreg2_a, Action= CHANGED -2 TAPS TO 1.025.
Hour=6, Sec=2670, ControlIter=1, Element=Regulator.vreg4_b, Action= CHANGED 1 TAPS TO 1.0375.
Hour=6, Sec=2670, ControlIter=1, Element=Regulator.vreg4_a, Action= CHANGED 1 TAPS TO 1.0375.
Hour=6, Sec=2670, ControlIter=1, Element=Regulator.vreg3_b, Action= CHANGED 1 TAPS TO 1.0375.
Hour=6, Sec=2670, ControlIter=1, Element=Regulator.vreg3_a, Action= CHANGED 2 TAPS TO 1.0625.
Hour=6, Sec=2670, ControlIter=1, Element=Regulator.vreg2_b, Action= CHANGED 2 TAPS TO 1.025.
Hour=6, Sec=2670, ControlIter=1, Element=Regulator.vreg2_a, Action= CHANGED 3 TAPS TO 1.04375.
Hour=6, Sec=2700, ControlIter=1, Element=Regulator.vreg4_b, Action= CHANGED 1 TAPS TO 1.04375.
Hour=6, Sec=2700, ControlIter=1, Element=Regulator.vreg4_a, Action= CHANGED 1 TAPS TO 1.04375.
Hour=6, Sec=2700, ControlIter=1, Element=Regulator.vreg3_a, Action= CHANGED 1 TAPS TO 1.06875.
Hour=6, Sec=2700, ControlIter=1, Element=Regulator.vreg2_a, Action= CHANGED 1 TAPS TO 1.05.
Hour=6, Sec=2730, ControlIter=1, Element=Regulator.vreg2_a, Action= CHANGED -1 TAPS TO 1.04375.
Hour=6, Sec=2790, ControlIter=1, Element=Regulator.vreg3_a, Action= CHANGED -1 TAPS TO 1.0625.
Hour=6, Sec=2790, ControlIter=1, Element=Regulator.vreg2_a, Action= CHANGED -2 TAPS TO 1.03125.
Hour=6, Sec=2820, ControlIter=1, Element=Regulator.vreg4_b, Action= CHANGED -2 TAPS TO 1.03125.
Hour=6, Sec=2820, ControlIter=1, Element=Regulator.vreg4_a, Action= CHANGED -2 TAPS TO 1.03125.
Hour=6, Sec=2820, ControlIter=1, Element=Regulator.vreg3_b, Action= CHANGED -1 TAPS TO 1.03125.
Hour=6, Sec=2820, ControlIter=1, Element=Regulator.vreg3_a, Action= CHANGED -1 TAPS TO 1.05625.
Hour=6, Sec=2820, ControlIter=1, Element=Regulator.vreg2_b, Action= CHANGED -2 TAPS TO 1.0125.
Hour=6, Sec=2820, ControlIter=1, Element=Regulator.vreg2_a, Action= CHANGED -1 TAPS TO 1.025.
Hour=6, Sec=2850, ControlIter=1, Element=Regulator.vreg2_b, Action= CHANGED 1 TAPS TO 1.01875.
Hour=6, Sec=2850, ControlIter=1, Element=Regulator.vreg2_a, Action= CHANGED 1 TAPS TO 1.03125.
Hour=6, Sec=2880, ControlIter=1, Element=Regulator.vreg4_b, Action= CHANGED 2 TAPS TO 1.04375.
Hour=6, Sec=2880, ControlIter=1, Element=Regulator.vreg4_a, Action= CHANGED 2 TAPS TO 1.04375.
Hour=6, Sec=2880, ControlIter=1, Element=Regulator.vreg3_b, Action= CHANGED 2 TAPS TO 1.04375.
Hour=6, Sec=2880, ControlIter=1, Element=Regulator.vreg3_a, Action= CHANGED 2 TAPS TO 1.06875.
Hour=6, Sec=2880, ControlIter=1, Element=Regulator.vreg2_b, Action= CHANGED 2 TAPS TO 1.03125.
Hour=6, Sec=2880, ControlIter=1, Element=Regulator.vreg2_a, Action= CHANGED 4 TAPS TO 1.05625.
Hour=6, Sec=2880, ControlIter=2, Element=Regulator.vreg4_b, Action= CHANGED 1 TAPS TO 1.05.
Hour=6, Sec=2880, ControlIter=2, Element=Regulator.vreg4_a, Action= CHANGED 1 TAPS TO 1.05.
Hour=6, Sec=2880, ControlIter=2, Element=Regulator.vreg3_a, Action= CHANGED 1 TAPS TO 1.075.
Hour=6, Sec=2880, ControlIter=3, Element=Regulator.vreg2_a, Action= CHANGED -1 TAPS TO 1.05.
Hour=6, Sec=3120, ControlIter=1, Element=Regulator.vreg2_a, Action= CHANGED -1 TAPS TO 1.04375.
Hour=6, Sec=3330, ControlIter=1, Element=Regulator.vreg4_b, Action= CHANGED -1 TAPS TO 1.04375.
Hour=6, Sec=3330, ControlIter=1, Element=Regulator.vreg4_a, Action= CHANGED -1 TAPS TO 1.04375.
Hour=6, Sec=3330, ControlIter=1, Element=Regulator.vreg3_a, Action= CHANGED -1 TAPS TO 1.06875.
Hour=6, Sec=3330, ControlIter=1, Element=Regulator.vreg2_b, Action= CHANGED -2 TAPS TO 1.01875.
Hour=6, Sec=3330, ControlIter=1, Element=Regulator.vreg2_a, Action= CHANGED -2 TAPS TO 1.03125.
Hour=6, Sec=3360, ControlIter=1, Element=Capacitor.capbank2a, Action=**ARMED**, DELAY= 100 SEC
Hour=6, Sec=3360, ControlIter=1, Element=Regulator.vreg4_b, Action= CHANGED -2 TAPS TO 1.03125.
Hour=6, Sec=3360, ControlIter=1, Element=Regulator.vreg4_a, Action= CHANGED -2 TAPS TO 1.03125.
Hour=6, Sec=3360, ControlIter=1, Element=Regulator.vreg3_b, Action= CHANGED -2 TAPS TO 1.03125.
Hour=6, Sec=3360, ControlIter=1, Element=Regulator.vreg3_a, Action= CHANGED -2 TAPS TO 1.05625.
Hour=6, Sec=3360, ControlIter=1, Element=Regulator.vreg2_b, Action= CHANGED -2 TAPS TO 1.00625.
Hour=6, Sec=3360, ControlIter=1, Element=Regulator.vreg2_a, Action= CHANGED -3 TAPS TO 1.0125.
Hour=6, Sec=3360, ControlIter=2, Element=Capacitor.capbank2a, Action=**RESET**
Hour=6, Sec=3360, ControlIter=2, Element=Regulator.vreg4_a, Action= CHANGED -1 TAPS TO 1.025.
Hour=6, Sec=3360, ControlIter=2, Element=Regulator.vreg3_b, Action= CHANGED -1 TAPS TO 1.025.
Hour=6, Sec=3360, ControlIter=2, Element=Regulator.vreg3_a, Action= CHANGED -1 TAPS TO 1.05.
Hour=6, Sec=3360, ControlIter=3, Element=Regulator.vreg2_b, Action= CHANGED 1 TAPS TO 1.0125.
Hour=6, Sec=3360, ControlIter=3, Element=Regulator.vreg2_a, Action= CHANGED 1 TAPS TO 1.01875.
Hour=6, Sec=3390, ControlIter=1, Element=Regulator.vreg2_b, Action= CHANGED 1 TAPS TO 1.01875.
Hour=6, Sec=3390, ControlIter=1, Element=Regulator.vreg2_a, Action= CHANGED 2 TAPS TO 1.03125.
Hour=6, Sec=3420, ControlIter=1, Element=Regulator.vreg4_b, Action= CHANGED -1 TAPS TO 1.025.
Hour=6, Sec=3420, ControlIter=1, Element=Regulator.vreg3_a, Action= CHANGED -1 TAPS TO 1.04375.
Hour=6, Sec=3420, ControlIter=1, Element=Regulator.vreg2_a, Action= CHANGED -1 TAPS TO 1.025.
Hour=6, Sec=3450, ControlIter=1, Element=Capacitor.capbank2a, Action=**ARMED**, DELAY= 100 SEC
Hour=6, Sec=3450, ControlIter=1, Element=Capacitor.capbank2b, Action=**ARMED**, DELAY= 101 SEC
Hour=6, Sec=3450, ControlIter=1, Element=Regulator.vreg4_b, Action= CHANGED -1 TAPS TO 1.01875.
Hour=6, Sec=3450, ControlIter=1, Element=Regulator.vreg4_a, Action= CHANGED -1 TAPS TO 1.01875.
Hour=6, Sec=3450, ControlIter=1, Element=Regulator.vreg3_b, Action= CHANGED -1 TAPS TO 1.01875.
Hour=6, Sec=3450, ControlIter=1, Element=Regulator.vreg3_a, Action= CHANGED -1 TAPS TO 1.0375.
Hour=6, Sec=3450, ControlIter=1, Element=Regulator.vreg2_b, Action= CHANGED -1 TAPS TO 1.0125.
Hour=6, Sec=3450, ControlIter=1, Element=Regulator.feeder_regb, Action= CHANGED -1 TAPS TO 1.00625.
Hour=6, Sec=3450, ControlIter=1, Element=Regulator.feeder_rega, Action= CHANGED -1 TAPS TO 1.00625.
Hour=6, Sec=3450, ControlIter=2, Element=Capacitor.capbank2a, Action=**RESET**
Hour=6, Sec=3450, ControlIter=2, Element=Capacitor.capbank2b, Action=**RESET**
Hour=6, Sec=3450, ControlIter=2, Element=Regulator.vreg4_c, Action= CHANGED -1 TAPS TO 1.01875.
Hour=6, Sec=3450, ControlIter=2, Element=Regulator.vreg2_c, Action= CHANGED -1 TAPS TO 1.
Hour=6, Sec=3450, ControlIter=2, Element=Regulator.vreg2_b, Action= CHANGED 1 TAPS TO 1.01875.
Hour=6, Sec=3450, ControlIter=2, Element=Regulator.vreg2_a, Action= CHANGED 1 TAPS TO 1.03125.
Hour=6, Sec=3480, ControlIter=1, Element=Capacitor.capbank2a, Action=**ARMED**, DELAY= 100 SEC
Hour=6, Sec=3480, ControlIter=1, Element=Capacitor.capbank2a, Action=**OPENED**
Hour=6, Sec=3480, ControlIter=2, Element=Regulator.vreg4_a, Action= CHANGED 2 TAPS TO 1.03125.
Hour=6, Sec=3480, ControlIter=2, Element=Regulator.vreg3_c, Action= CHANGED -1 TAPS TO 0.99375.
Hour=6, Sec=3480, ControlIter=2, Element=Regulator.vreg3_a, Action= CHANGED 2 TAPS TO 1.05.
Hour=6, Sec=3480, ControlIter=2, Element=Regulator.vreg2_a, Action= CHANGED 2 TAPS TO 1.04375.
Hour=6, Sec=3480, ControlIter=3, Element=Regulator.vreg2_a, Action= CHANGED -1 TAPS TO 1.0375.
Hour=7, Sec=60, ControlIter=1, Element=Capacitor.capbank2a, Action=**ARMED**, DELAY= 220 SEC
Hour=7, Sec=60, ControlIter=1, Element=Regulator.vreg4_c, Action= CHANGED 1 TAPS TO 1.025.
Hour=7, Sec=60, ControlIter=1, Element=Regulator.vreg4_b, Action= CHANGED 5 TAPS TO 1.05.
Hour=7, Sec=60, ControlIter=1, Element=Regulator.vreg4_a, Action= CHANGED 5 TAPS TO 1.0625.
Hour=7, Sec=60, ControlIter=1, Element=Regulator.vreg3_b, Action= CHANGED 4 TAPS TO 1.04375.
Hour=7, Sec=60, ControlIter=1, Element=Regulator.vreg3_a, Action= CHANGED 7 TAPS TO 1.09375.
Hour=7, Sec=60, ControlIter=1, Element=Regulator.vreg2_c, Action= CHANGED 1 TAPS TO 1.00625.
Hour=7, Sec=60, ControlIter=1, Element=Regulator.vreg2_b, Action= CHANGED 6 TAPS TO 1.05625.
Hour=7, Sec=60, ControlIter=1, Element=Regulator.vreg2_a, Action= CHANGED 9 TAPS TO 1.09375.
Hour=7, Sec=60, ControlIter=1, Element=Regulator.feeder_regb, Action= CHANGED 1 TAPS TO 1.0125.
Hour=7, Sec=60, ControlIter=1, Element=Regulator.feeder_rega, Action= CHANGED 2 TAPS TO 1.01875.
Hour=7, Sec=60, ControlIter=2, Element=Regulator.vreg4_b, Action= CHANGED 1 TAPS TO 1.05625.
Hour=7, Sec=60, ControlIter=2, Element=Regulator.vreg3_c, Action= CHANGED 1 TAPS TO 1.
Hour=7, Sec=60, ControlIter=2, Element=Regulator.vreg2_c, Action= CHANGED 1 TAPS TO 1.0125.
Hour=7, Sec=60, ControlIter=2, Element=Regulator.vreg2_b, Action= CHANGED -2 TAPS TO 1.04375.
Hour=7, Sec=60, ControlIter=2, Element=Regulator.vreg2_a, Action= CHANGED -6 TAPS TO 1.05625.
Hour=7, Sec=60, ControlIter=3, Element=Regulator.vreg3_b, Action= CHANGED 1 TAPS TO 1.05.
Hour=7, Sec=60, ControlIter=3, Element=Regulator.vreg3_a, Action= CHANGED -1 TAPS TO 1.0875.
Hour=7, Sec=60, ControlIter=3, Element=Regulator.vreg2_a, Action= CHANGED -2 TAPS TO 1.04375.
Hour=7, Sec=60, ControlIter=4, Element=Regulator.vreg2_b, Action= CHANGED -2 TAPS TO 1.03125.
Hour=7, Sec=60, ControlIter=5, Element=Capacitor.capbank2a, Action=**CLOSED**
Hour=7, Sec=60, ControlIter=6, Element=Regulator.vreg4_a, Action= CHANGED -2 TAPS TO 1.05.
Hour=7, Sec=60, ControlIter=6, Element=Regulator.vreg3_a, Action= CHANGED -2 TAPS TO 1.075.
Hour=7, Sec=60, ControlIter=6, Element=Regulator.vreg2_a, Action= CHANGED -2 TAPS TO 1.03125.
Hour=7, Sec=60, ControlIter=7, Element=Regulator.vreg2_a, Action= CHANGED 1 TAPS TO 1.0375.
Hour=7, Sec=120, ControlIter=1, Element=Regulator.vreg4_b, Action= CHANGED -1 TAPS TO 1.05.
Hour=7, Sec=120, ControlIter=1, Element=Regulator.vreg4_a, Action= CHANGED -2 TAPS TO 1.0375.
Hour=7, Sec=120, ControlIter=1, Element=Regulator.vreg3_b, Action= CHANGED -1 TAPS TO 1.04375.
Hour=7, Sec=120, ControlIter=1, Element=Regulator.vreg3_a, Action= CHANGED -2 TAPS TO 1.0625.
Hour=7, Sec=120, ControlIter=1, Element=Regulator.vreg2_b, Action= CHANGED -2 TAPS TO 1.01875.
Hour=7, Sec=120, ControlIter=1, Element=Regulator.vreg2_a, Action= CHANGED -2 TAPS TO 1.025.
Hour=7, Sec=120, ControlIter=1, Element=Regulator.feeder_rega, Action= CHANGED -1 TAPS TO 1.0125.
Hour=7, Sec=120, ControlIter=2, Element=Regulator.vreg4_b, Action= CHANGED -1 TAPS TO 1.04375.
Hour=7, Sec=120, ControlIter=2, Element=Regulator.vreg2_a, Action= CHANGED 2 TAPS TO 1.0375.
Hour=7, Sec=150, ControlIter=1, Element=Regulator.vreg4_b, Action= CHANGED -1 TAPS TO 1.0375.
Hour=7, Sec=150, ControlIter=1, Element=Regulator.vreg3_b, Action= CHANGED -1 TAPS TO 1.0375.
Hour=7, Sec=150, ControlIter=1, Element=Regulator.vreg2_b, Action= CHANGED -1 TAPS TO 1.0125.
Hour=7, Sec=150, ControlIter=1, Element=Regulator.vreg2_a, Action= CHANGED -1 TAPS TO 1.03125.
Hour=7, Sec=150, ControlIter=2, Element=Regulator.vreg3_a, Action= CHANGED -1 TAPS TO 1.05625.
Hour=7, Sec=180, ControlIter=1, Element=Regulator.vreg4_b, Action= CHANGED 1 TAPS TO 1.04375.
Hour=7, Sec=180, ControlIter=1, Element=Regulator.vreg4_a, Action= CHANGED 1 TAPS TO 1.04375.
Hour=7, Sec=180, ControlIter=1, Element=Regulator.vreg3_a, Action= CHANGED 2 TAPS TO 1.06875.
Hour=7, Sec=180, ControlIter=1, Element=Regulator.vreg2_b, Action= CHANGED 2 TAPS TO 1.025.
Hour=7, Sec=180, ControlIter=1, Element=Regulator.vreg2_a, Action= CHANGED 3 TAPS TO 1.05.
Hour=7, Sec=210, ControlIter=1, Element=Regulator.vreg4_b, Action= CHANGED 1 TAPS TO 1.05.
Hour=7, Sec=210, ControlIter=1, Element=Regulator.vreg4_a, Action= CHANGED 1 TAPS TO 1.05.
Hour=7, Sec=210, ControlIter=1, Element=Regulator.vreg3_b, Action= CHANGED 1 TAPS TO 1.04375.
Hour=7, Sec=210, ControlIter=1, Element=Regulator.vreg3_a, Action= CHANGED 1 TAPS TO 1.075.
Hour=7, Sec=210, ControlIter=1, Element=Regulator.vreg2_b, Action= CHANGED 1 TAPS TO 1.03125.
Hour=7, Sec=510, ControlIter=1, Element=Regulator.vreg2_b, Action= CHANGED -1 TAPS TO 1.025.
Hour=7, Sec=510, ControlIter=1, Element=Regulator.vreg2_a, Action= CHANGED -1 TAPS TO 1.04375.
Hour=7, Sec=510, ControlIter=2, Element=Regulator.vreg2_a, Action= CHANGED -1 TAPS TO 1.0375.
Hour=7, Sec=540, ControlIter=1, Element=Regulator.vreg4_b, Action= CHANGED -2 TAPS TO 1.0375.
Hour=7, Sec=540, ControlIter=1, Element=Regulator.vreg4_a, Action= CHANGED -2 TAPS TO 1.0375.
Hour=7, Sec=540, ControlIter=1, Element=Regulator.vreg3_b, Action= CHANGED -2 TAPS TO 1.03125.
Hour=7, Sec=540, ControlIter=1, Element=Regulator.vreg3_a, Action= CHANGED -2 TAPS TO 1.0625.
Hour=7, Sec=540, ControlIter=1, Element=Regulator.vreg2_b, Action= CHANGED -2 TAPS TO 1.0125.
Hour=7, Sec=540, ControlIter=1, Element=Regulator.vreg2_a, Action= CHANGED -3 TAPS TO 1.01875.
Hour=7, Sec=540, ControlIter=2, Element=Regulator.vreg4_a, Action= CHANGED -1 TAPS TO 1.03125.
Hour=7, Sec=540, ControlIter=2, Element=Regulator.vreg3_a, Action= CHANGED -1 TAPS TO 1.05625.
Hour=7, Sec=540, ControlIter=2, Element=Regulator.vreg2_c, Action= CHANGED -1 TAPS TO 1.00625.
Hour=7, Sec=540, ControlIter=3, Element=Regulator.vreg2_a, Action= CHANGED 1 TAPS TO 1.025.
Hour=7, Sec=570, ControlIter=1, Element=Capacitor.capbank2a, Action=**ARMED**, DELAY= 100 SEC
Hour=7, Sec=570, ControlIter=1, Element=Capacitor.capbank2b, Action=**ARMED**, DELAY= 101 SEC
Hour=7, Sec=570, ControlIter=1, Element=Regulator.vreg4_b, Action= CHANGED -2 TAPS TO 1.025.
Hour=7, Sec=570, ControlIter=1, Element=Regulator.vreg4_a, Action= CHANGED -2 TAPS TO 1.01875.
Hour=7, Sec=570, ControlIter=1, Element=Regulator.vreg3_b, Action= CHANGED -2 TAPS TO 1.01875.
Hour=7, Sec=570, ControlIter=1, Element=Regulator.vreg3_a, Action= CHANGED -2 TAPS TO 1.04375.
Hour=7, Sec=570, ControlIter=1, Element=Regulator.vreg2_b, Action= CHANGED -1 TAPS TO 1.00625.
Hour=7, Sec=570, ControlIter=1, Element=Regulator.vreg2_a, Action= CHANGED -2 TAPS TO 1.0125.
Hour=7, Sec=570, ControlIter=1, Element=Regulator.feeder_regb, Action= CHANGED -1 TAPS TO 1.00625.
Hour=7, Sec=570, ControlIter=1, Element=Regulator.feeder_rega, Action= CHANGED -1 TAPS TO 1.00625.
Hour=7, Sec=570, ControlIter=2, Element=Capacitor.capbank2b, Action=**RESET**
Hour=7, Sec=570, ControlIter=2, Element=Regulator.vreg4_c, Action= CHANGED -1 TAPS TO 1.01875.
Hour=7, Sec=570, ControlIter=2, Element=Regulator.vreg2_c, Action= CHANGED -1 TAPS TO 1.
Hour=7, Sec=570, ControlIter=2, Element=Regulator.vreg2_b, Action= CHANGED 2 TAPS TO 1.01875.
Hour=7, Sec=570, ControlIter=2, Element=Regulator.vreg2_a, Action= CHANGED 1 TAPS TO 1.01875.
Hour=7, Sec=570, ControlIter=3, Element=Regulator.vreg2_a, Action= CHANGED 1 TAPS TO 1.025.
Hour=7, Sec=570, ControlIter=4, Element=Capacitor.capbank2a, Action=**OPENED**
Hour=7, Sec=570, ControlIter=5, Element=Regulator.vreg4_a, Action= CHANGED 1 TAPS TO 1.025.
Hour=7, Sec=570, ControlIter=5, Element=Regulator.vreg3_c, Action= CHANGED -1 TAPS TO 0.99375.
Hour=7, Sec=570, ControlIter=5, Element=Regulator.vreg3_a, Action= CHANGED 1 TAPS TO 1.05.
Hour=7, Sec=570, ControlIter=5, Element=Regulator.vreg2_a, Action= CHANGED 1 TAPS TO 1.03125.
Hour=7, Sec=630, ControlIter=1, Element=Capacitor.capbank2b, Action=**ARMED**, DELAY= 101 SEC
Hour=7, Sec=630, ControlIter=1, Element=Capacitor.capbank2b, Action=**OPENED**
Hour=7, Sec=630, ControlIter=2, Element=Regulator.vreg3_b, Action= CHANGED 1 TAPS TO 1.025.
Hour=7, Sec=630, ControlIter=2, Element=Regulator.vreg2_b, Action= CHANGED 1 TAPS TO 1.025.
Hour=7, Sec=720, ControlIter=1, Element=Capacitor.capbank2a, Action=**ARMED**, DELAY= 250 SEC
Hour=7, Sec=720, ControlIter=1, Element=Capacitor.capbank2b, Action=**ARMED**, DELAY= 311 SEC
Hour=7, Sec=720, ControlIter=1, Element=Regulator.vreg4_b, Action= CHANGED 5 TAPS TO 1.05625.
Hour=7, Sec=720, ControlIter=1, Element=Regulator.vreg4_a, Action= CHANGED 5 TAPS TO 1.05625.
Hour=7, Sec=720, ControlIter=1, Element=Regulator.vreg3_b, Action= CHANGED 4 TAPS TO 1.05.
Hour=7, Sec=720, ControlIter=1, Element=Regulator.vreg3_a, Action= CHANGED 5 TAPS TO 1.08125.
Hour=7, Sec=720, ControlIter=1, Element=Regulator.vreg2_c, Action= CHANGED 1 TAPS TO 1.00625.
Hour=7, Sec=720, ControlIter=1, Element=Regulator.vreg2_b, Action= CHANGED 4 TAPS TO 1.05.
Hour=7, Sec=720, ControlIter=1, Element=Regulator.vreg2_a, Action= CHANGED 7 TAPS TO 1.075.
Hour=7, Sec=720, ControlIter=1, Element=Regulator.feeder_regb, Action= CHANGED 1 TAPS TO 1.0125.
Hour=7, Sec=720, ControlIter=1, Element=Regulator.feeder_rega, Action= CHANGED 1 TAPS TO 1.0125.
Hour=7, Sec=720, ControlIter=2, Element=Regulator.vreg4_c, Action= CHANGED 1 TAPS TO 1.025.
Hour=7, Sec=720, ControlIter=2, Element=Regulator.vreg3_c, Action= CHANGED 1 TAPS TO 1.
Hour=7, Sec=720, ControlIter=2, Element=Regulator.vreg2_c, Action= CHANGED 1 TAPS TO 1.0125.
Hour=7, Sec=720, ControlIter=2, Element=Regulator.vreg2_b, Action= CHANGED -2 TAPS TO 1.0375.
Hour=7, Sec=720, ControlIter=2, Element=Regulator.vreg2_a, Action= CHANGED -3 TAPS TO 1.05625.
Hour=7, Sec=720, ControlIter=3, Element=Regulator.vreg2_a, Action= CHANGED -1 TAPS TO 1.05.
Hour=7, Sec=720, ControlIter=4, Element=Capacitor.capbank2a, Action=**CLOSED**
Hour=7, Sec=720, ControlIter=5, Element=Regulator.vreg4_a, Action= CHANGED -1 TAPS TO 1.05.
Hour=7, Sec=720, ControlIter=5, Element=Regulator.vreg3_a, Action= CHANGED -1 TAPS TO 1.075.
Hour=7, Sec=720, ControlIter=5, Element=Regulator.vreg2_a, Action= CHANGED -2 TAPS TO 1.0375.
Hour=7, Sec=720, ControlIter=6, Element=Capacitor.capbank2b, Action=**CLOSED**
Hour=7, Sec=720, ControlIter=7, Element=Regulator.vreg2_b, Action= CHANGED -2 TAPS TO 1.025.
Hour=7, Sec=750, ControlIter=1, Element=Regulator.vreg2_a, Action= CHANGED 1 TAPS TO 1.04375.
Hour=7, Sec=870, ControlIter=1, Element=Regulator.vreg4_b, Action= CHANGED -1 TAPS TO 1.05.
Hour=7, Sec=870, ControlIter=1, Element=Regulator.vreg3_b, Action= CHANGED -1 TAPS TO 1.04375.
Hour=7, Sec=870, ControlIter=1, Element=Regulator.vreg2_b, Action= CHANGED -1 TAPS TO 1.01875.
Hour=7, Sec=900, ControlIter=1, Element=Regulator.vreg2_b, Action= CHANGED 1 TAPS TO 1.025.
Hour=7, Sec=990, ControlIter=1, Element=Regulator.vreg2_a, Action= CHANGED -1 TAPS TO 1.0375.
Hour=7, Sec=1020, ControlIter=1, Element=Regulator.vreg4_b, Action= CHANGED -2 TAPS TO 1.0375.
Hour=7, Sec=1020, ControlIter=1, Element=Regulator.vreg4_a, Action= CHANGED -2 TAPS TO 1.0375.
Hour=7, Sec=1020, ControlIter=1, Element=Regulator.vreg3_b, Action= CHANGED -2 TAPS TO 1.03125.
Hour=7, Sec=1020, ControlIter=1, Element=Regulator.vreg3_a, Action= CHANGED -3 TAPS TO 1.05625.
Hour=7, Sec=1020, ControlIter=1, Element=Regulator.vreg2_b, Action= CHANGED -2 TAPS TO 1.0125.
Hour=7, Sec=1020, ControlIter=1, Element=Regulator.vreg2_a, Action= CHANGED -4 TAPS TO 1.0125.
Hour=7, Sec=1020, ControlIter=2, Element=Regulator.vreg4_b, Action= CHANGED -1 TAPS TO 1.03125.
Hour=7, Sec=1020, ControlIter=2, Element=Regulator.vreg4_a, Action= CHANGED -1 TAPS TO 1.03125.
Hour=7, Sec=1020, ControlIter=2, Element=Regulator.vreg3_a, Action= CHANGED -1 TAPS TO 1.05.
Hour=7, Sec=1020, ControlIter=2, Element=Regulator.vreg2_c, Action= CHANGED -1 TAPS TO 1.00625.
Hour=7, Sec=1020, ControlIter=2, Element=Regulator.vreg2_a, Action= CHANGED 1 TAPS TO 1.01875.
Hour=7, Sec=1020, ControlIter=3, Element=Regulator.vreg2_a, Action= CHANGED 1 TAPS TO 1.025.
Hour=7, Sec=1050, ControlIter=1, Element=Regulator.vreg2_a, Action= CHANGED 1 TAPS TO 1.03125.
Hour=7, Sec=1050, ControlIter=2, Element=Regulator.vreg2_a, Action= CHANGED 1 TAPS TO 1.0375.
Hour=7, Sec=1080, ControlIter=1, Element=Regulator.vreg4_a, Action= CHANGED -1 TAPS TO 1.025.
Hour=7, Sec=1080, ControlIter=1, Element=Regulator.vreg3_b, Action= CHANGED -1 TAPS TO 1.025.
Hour=7, Sec=1080, ControlIter=1, Element=Regulator.vreg2_a, Action= CHANGED -1 TAPS TO 1.03125.
Hour=7, Sec=1110, ControlIter=1, Element=Capacitor.capbank2a, Action=**ARMED**, DELAY= 100 SEC
Hour=7, Sec=1110, ControlIter=1, Element=Capacitor.capbank2b, Action=**ARMED**, DELAY= 101 SEC
Hour=7, Sec=1110, ControlIter=1, Element=Regulator.vreg4_b, Action= CHANGED -1 TAPS TO 1.025.
Hour=7, Sec=1110, ControlIter=1, Element=Regulator.vreg3_a, Action= CHANGED -1 TAPS TO 1.04375.
Hour=7, Sec=1110, ControlIter=1, Element=Regulator.vreg2_a, Action= CHANGED -2 TAPS TO 1.01875.
Hour=7, Sec=1110, ControlIter=1, Element=Regulator.feeder_rega, Action= CHANGED -1 TAPS TO 1.00625.
Hour=7, Sec=1110, ControlIter=2, Element=Capacitor.capbank2a, Action=**RESET**
Hour=7, Sec=1110, ControlIter=2, Element=Regulator.vreg2_a, Action= CHANGED 1 TAPS TO 1.025.
Hour=7, Sec=1110, ControlIter=3, Element=Capacitor.capbank2b, Action=**OPENED**
Hour=7, Sec=1110, ControlIter=4, Element=Regulator.vreg4_c, Action= CHANGED -1 TAPS TO 1.01875.
Hour=7, Sec=1110, ControlIter=4, Element=Regulator.vreg2_c, Action= CHANGED -1 TAPS TO 1.
Hour=7, Sec=1110, ControlIter=4, Element=Regulator.vreg2_b, Action= CHANGED 1 TAPS TO 1.01875.
Hour=7, Sec=1140, ControlIter=1, Element=Capacitor.capbank2a, Action=**ARMED**, DELAY= 100 SEC
Hour=7, Sec=1140, ControlIter=1, Element=Capacitor.capbank2a, Action=**OPENED**
Hour=7, Sec=1140, ControlIter=2, Element=Regulator.vreg4_a, Action= CHANGED 1 TAPS TO 1.03125.
Hour=7, Sec=1140, ControlIter=2, Element=Regulator.vreg3_c, Action= CHANGED -1 TAPS TO 0.99375.
Hour=7, Sec=1140, ControlIter=2, Element=Regulator.vreg3_a, Action= CHANGED 1 TAPS TO 1.05.
Hour=7, Sec=1140, ControlIter=2, Element=Regulator.vreg2_a, Action= CHANGED 1 TAPS TO 1.03125.
Hour=7, Sec=1350, ControlIter=1, Element=Capacitor.capbank2b, Action=**ARMED**, DELAY= 161 SEC
Hour=7, Sec=1350, ControlIter=1, Element=Capacitor.capbank2b, Action=**CLOSED**
Hour=7, Sec=1350, ControlIter=2, Element=Capacitor.capbank2a, Action=**ARMED**, DELAY= 190 SEC
Hour=7, Sec=1350, ControlIter=2, Element=Regulator.vreg3_a, Action= CHANGED 1 TAPS TO 1.05625.
Hour=7, Sec=1350, ControlIter=2, Element=Regulator.vreg2_a, Action= CHANGED 1 TAPS TO 1.0375.
Hour=7, Sec=1350, ControlIter=3, Element=Capacitor.capbank2a, Action=**RESET**
Hour=7, Sec=1500, ControlIter=1, Element=Capacitor.capbank2a, Action=**ARMED**, DELAY= 100 SEC
Hour=7, Sec=1500, ControlIter=1, Element=Capacitor.capbank2a, Action=**CLOSED**
Hour=7, Sec=1500, ControlIter=2, Element=Regulator.vreg3_a, Action= CHANGED -1 TAPS TO 1.05.
Hour=7, Sec=1500, ControlIter=2, Element=Regulator.vreg2_c, Action= CHANGED 1 TAPS TO 1.00625.
Hour=7, Sec=1500, ControlIter=2, Element=Regulator.vreg2_a, Action= CHANGED -2 TAPS TO 1.025.
Hour=7, Sec=1740, ControlIter=1, Element=Regulator.vreg2_a, Action= CHANGED 1 TAPS TO 1.03125.
Hour=7, Sec=2100, ControlIter=1, Element=Regulator.vreg4_a, Action= CHANGED 1 TAPS TO 1.0375.
Hour=7, Sec=2100, ControlIter=1, Element=Regulator.vreg3_a, Action= CHANGED 1 TAPS TO 1.05625.
Hour=7, Sec=2100, ControlIter=1, Element=Regulator.vreg2_a, Action= CHANGED 2 TAPS TO 1.04375.
Hour=7, Sec=2130, ControlIter=1, Element=Regulator.vreg4_c, Action= CHANGED 1 TAPS TO 1.025.
Hour=7, Sec=2130, ControlIter=1, Element=Regulator.vreg4_b, Action= CHANGED 3 TAPS TO 1.04375.
Hour=7, Sec=2130, ControlIter=1, Element=Regulator.vreg4_a, Action= CHANGED 2 TAPS TO 1.05.
Hour=7, Sec=2130, ControlIter=1, Element=Regulator.vreg3_c, Action= CHANGED 1 TAPS TO 1.
Hour=7, Sec=2130, ControlIter=1, Element=Regulator.vreg3_b, Action= CHANGED 2 TAPS TO 1.0375.
Hour=7, Sec=2130, ControlIter=1, Element=Regulator.vreg3_a, Action= CHANGED 4 TAPS TO 1.08125.
Hour=7, Sec=2130, ControlIter=1, Element=Regulator.vreg2_c, Action= CHANGED 1 TAPS TO 1.0125.
Hour=7, Sec=2130, ControlIter=1, Element=Regulator.vreg2_b, Action= CHANGED 3 TAPS TO 1.0375.
Hour=7, Sec=2130, ControlIter=1, Element=Regulator.vreg2_a, Action= CHANGED 4 TAPS TO 1.06875.
Hour=7, Sec=2130, ControlIter=2, Element=Regulator.vreg4_b, Action= CHANGED 1 TAPS TO 1.05.
Hour=7, Sec=2130, ControlIter=2, Element=Regulator.vreg4_a, Action= CHANGED 1 TAPS TO 1.05625.
Hour=7, Sec=2130, ControlIter=2, Element=Regulator.vreg3_b, Action= CHANGED 1 TAPS TO 1.04375.
Hour=7, Sec=2130, ControlIter=2, Element=Regulator.vreg2_a, Action= CHANGED -2 TAPS TO 1.05625.
Hour=7, Sec=2130, ControlIter=3, Element=Regulator.vreg2_b, Action= CHANGED -1 TAPS TO 1.03125.
Hour=7, Sec=2160, ControlIter=1, Element=Regulator.vreg4_b, Action= CHANGED 1 TAPS TO 1.05625.
Hour=7, Sec=2160, ControlIter=1, Element=Regulator.vreg4_a, Action= CHANGED 1 TAPS TO 1.0625.
Hour=7, Sec=2160, ControlIter=1, Element=Regulator.vreg3_b, Action= CHANGED 1 TAPS TO 1.05.
Hour=7, Sec=2160, ControlIter=1, Element=Regulator.vreg3_a, Action= CHANGED 2 TAPS TO 1.09375.
Hour=7, Sec=2160, ControlIter=1, Element=Regulator.feeder_rega, Action= CHANGED 1 TAPS TO 1.0125.
Hour=7, Sec=2160, ControlIter=2, Element=Regulator.vreg4_c, Action= CHANGED 1 TAPS TO 1.03125.
Hour=7, Sec=2160, ControlIter=2, Element=Regulator.vreg3_a, Action= CHANGED -1 TAPS TO 1.0875.
Hour=7, Sec=2160, ControlIter=2, Element=Regulator.vreg2_a, Action= CHANGED -2 TAPS TO 1.04375.
Hour=7, Sec=2190, ControlIter=1, Element=Regulator.vreg4_a, Action= CHANGED -2 TAPS TO 1.05.
Hour=7, Sec=2190, ControlIter=1, Element=Regulator.vreg3_a, Action= CHANGED -2 TAPS TO 1.075.
Hour=7, Sec=2190, ControlIter=1, Element=Regulator.vreg2_b, Action= CHANGED -1 TAPS TO 1.025.
Hour=7, Sec=2190, ControlIter=1, Element=Regulator.vreg2_a, Action= CHANGED -2 TAPS TO 1.03125.
Hour=7, Sec=2190, ControlIter=2, Element=Regulator.vreg2_b, Action= CHANGED -1 TAPS TO 1.01875.
Hour=7, Sec=2220, ControlIter=1, Element=Regulator.vreg4_b, Action= CHANGED -2 TAPS TO 1.04375.
Hour=7, Sec=2220, ControlIter=1, Element=Regulator.vreg4_a, Action= CHANGED -1 TAPS TO 1.04375.
Hour=7, Sec=2220, ControlIter=1, Element=Regulator.vreg3_b, Action= CHANGED -2 TAPS TO 1.0375.
Hour=7, Sec=2220, ControlIter=1, Element=Regulator.vreg3_a, Action= CHANGED -1 TAPS TO 1.06875.
Hour=7, Sec=2220, ControlIter=1, Element=Regulator.vreg2_b, Action= CHANGED -1 TAPS TO 1.0125.
Hour=7, Sec=2220, ControlIter=1, Element=Regulator.vreg2_a, Action= CHANGED -1 TAPS TO 1.025.
Hour=7, Sec=2220, ControlIter=2, Element=Regulator.vreg2_b, Action= CHANGED 1 TAPS TO 1.01875.
Hour=7, Sec=2250, ControlIter=1, Element=Capacitor.capbank2a, Action=**ARMED**, DELAY= 100 SEC
Hour=7, Sec=2250, ControlIter=1, Element=Capacitor.capbank2b, Action=**ARMED**, DELAY= 101 SEC
Hour=7, Sec=2250, ControlIter=1, Element=Regulator.vreg4_c, Action= CHANGED -1 TAPS TO 1.025.
Hour=7, Sec=2250, ControlIter=1, Element=Regulator.vreg4_b, Action= CHANGED -2 TAPS TO 1.03125.
Hour=7, Sec=2250, ControlIter=1, Element=Regulator.vreg4_a, Action= CHANGED -2 TAPS TO 1.03125.
Hour=7, Sec=2250, ControlIter=1, Element=Regulator.vreg3_b, Action= CHANGED -2 TAPS TO 1.025.
Hour=7, Sec=2250, ControlIter=1, Element=Regulator.vreg3_a, Action= CHANGED -3 TAPS TO 1.05.
Hour=7, Sec=2250, ControlIter=1, Element=Regulator.vreg2_c, Action= CHANGED -1 TAPS TO 1.00625.
Hour=7, Sec=2250, ControlIter=1, Element=Regulator.vreg2_b, Action= CHANGED -2 TAPS TO 1.00625.
Hour=7, Sec=2250, ControlIter=1, Element=Regulator.vreg2_a, Action= CHANGED -2 TAPS TO 1.0125.
Hour=7, Sec=2250, ControlIter=2, Element=Capacitor.capbank2a, Action=**RESET**
Hour=7, Sec=2250, ControlIter=2, Element=Capacitor.capbank2b, Action=**RESET**
Hour=7, Sec=2250, ControlIter=2, Element=Regulator.vreg4_b, Action= CHANGED -1 TAPS TO 1.025.
Hour=7, Sec=2250, ControlIter=2, Element=Regulator.vreg4_a, Action= CHANGED -1 TAPS TO 1.025.
Hour=7, Sec=2250, ControlIter=2, Element=Regulator.vreg3_a, Action= CHANGED -1 TAPS TO 1.04375.
Hour=7, Sec=2250, ControlIter=2, Element=Regulator.vreg2_b, Action= CHANGED 1 TAPS TO 1.0125.
Hour=7, Sec=2250, ControlIter=2, Element=Regulator.vreg2_a, Action= CHANGED 1 TAPS TO 1.01875.
Hour=7, Sec=2250, ControlIter=3, Element=Regulator.vreg2_a, Action= CHANGED 1 TAPS TO 1.025.
Hour=7, Sec=2280, ControlIter=1, Element=Capacitor.capbank2a, Action=**ARMED**, DELAY= 100 SEC
Hour=7, Sec=2280, ControlIter=1, Element=Capacitor.capbank2b, Action=**ARMED**, DELAY= 101 SEC
Hour=7, Sec=2280, ControlIter=1, Element=Capacitor.capbank2a, Action=**OPENED**
Hour=7, Sec=2280, ControlIter=2, Element=Regulator.vreg4_c, Action= CHANGED -1 TAPS TO 1.01875.
Hour=7, Sec=2280, ControlIter=2, Element=Regulator.vreg2_a, Action= CHANGED 1 TAPS TO 1.03125.
Hour=7, Sec=2280, ControlIter=3, Element=Capacitor.capbank2b, Action=**OPENED**
Hour=7, Sec=2280, ControlIter=4, Element=Regulator.vreg2_c, Action= CHANGED -1 TAPS TO 1.
Hour=7, Sec=2280, ControlIter=4, Element=Regulator.vreg2_b, Action= CHANGED 1 TAPS TO 1.01875.
Hour=7, Sec=2370, ControlIter=1, Element=Capacitor.capbank2b, Action=**ARMED**, DELAY= 311 SEC
Hour=7, Sec=2370, ControlIter=1, Element=Capacitor.capbank2b, Action=**CLOSED**
Hour=7, Sec=2400, ControlIter=1, Element=Capacitor.capbank2a, Action=**ARMED**, DELAY= 280 SEC
Hour=7, Sec=2400, ControlIter=1, Element=Regulator.vreg4_c, Action= CHANGED 1 TAPS TO 1.025.
Hour=7, Sec=2400, ControlIter=1, Element=Regulator.vreg4_b, Action= CHANGED 3 TAPS TO 1.04375.
Hour=7, Sec=2400, ControlIter=1, Element=Regulator.vreg4_a, Action= CHANGED 4 TAPS TO 1.05.
Hour=7, Sec=2400, ControlIter=1, Element=Regulator.vreg3_b, Action= CHANGED 2 TAPS TO 1.0375.
Hour=7, Sec=2400, ControlIter=1, Element=Regulator.vreg3_a, Action= CHANGED 5 TAPS TO 1.075.
Hour=7, Sec=2400, ControlIter=1, Element=Regulator.vreg2_b, Action= CHANGED 2 TAPS TO 1.03125.
Hour=7, Sec=2400, ControlIter=1, Element=Regulator.vreg2_a, Action= CHANGED 7 TAPS TO 1.075.
Hour=7, Sec=2400, ControlIter=2, Element=Regulator.vreg4_b, Action= CHANGED 1 TAPS TO 1.05.
Hour=7, Sec=2400, ControlIter=2, Element=Regulator.vreg4_a, Action= CHANGED 1 TAPS TO 1.05625.
Hour=7, Sec=2400, ControlIter=2, Element=Regulator.vreg3_b, Action= CHANGED 1 TAPS TO 1.04375.
Hour=7, Sec=2400, ControlIter=2, Element=Regulator.vreg3_a, Action= CHANGED 1 TAPS TO 1.08125.
Hour=7, Sec=2400, ControlIter=2, Element=Regulator.vreg2_c, Action= CHANGED 1 TAPS TO 1.00625.
Hour=7, Sec=2400, ControlIter=2, Element=Regulator.vreg2_a, Action= CHANGED -2 TAPS TO 1.0625.
Hour=7, Sec=2400, ControlIter=3, Element=Regulator.vreg2_a, Action= CHANGED -1 TAPS TO 1.05625.
Hour=7, Sec=2400, ControlIter=4, Element=Capacitor.capbank2a, Action=**CLOSED**
Hour=7, Sec=2400, ControlIter=5, Element=Regulator.vreg2_a, Action= CHANGED -2 TAPS TO 1.04375.
Hour=7, Sec=2400, ControlIter=6, Element=Regulator.vreg2_a, Action= CHANGED -1 TAPS TO 1.0375.
Hour=7, Sec=2430, ControlIter=1, Element=Regulator.vreg4_b, Action= CHANGED -1 TAPS TO 1.04375.
Hour=7, Sec=2430, ControlIter=1, Element=Regulator.vreg4_a, Action= CHANGED -2 TAPS TO 1.04375.
Hour=7, Sec=2430, ControlIter=1, Element=Regulator.vreg3_b, Action= CHANGED -1 TAPS TO 1.0375.
Hour=7, Sec=2430, ControlIter=1, Element=Regulator.vreg3_a, Action= CHANGED -2 TAPS TO 1.06875.
Hour=7, Sec=2430, ControlIter=1, Element=Regulator.vreg2_b, Action= CHANGED -2 TAPS TO 1.01875.
Hour=7, Sec=2430, ControlIter=1, Element=Regulator.vreg2_a, Action= CHANGED -3 TAPS TO 1.01875.
Hour=7, Sec=2430, ControlIter=2, Element=Regulator.vreg4_a, Action= CHANGED -1 TAPS TO 1.0375.
Hour=7, Sec=2430, ControlIter=2, Element=Regulator.vreg3_a, Action= CHANGED -1 TAPS TO 1.0625.
Hour=7, Sec=2430, ControlIter=3, Element=Regulator.vreg2_a, Action= CHANGED 1 TAPS TO 1.025.
Hour=7, Sec=2430, ControlIter=4, Element=Regulator.vreg4_b, Action= CHANGED -1 TAPS TO 1.0375.
Hour=7, Sec=2460, ControlIter=1, Element=Regulator.vreg2_a, Action= CHANGED 2 TAPS TO 1.0375.
Hour=7, Sec=2490, ControlIter=1, Element=Capacitor.capbank2a, Action=**ARMED**, DELAY= 100 SEC
Hour=7, Sec=2490, ControlIter=1, Element=Regulator.vreg4_b, Action= CHANGED -2 TAPS TO 1.025.
Hour=7, Sec=2490, ControlIter=1, Element=Regulator.vreg4_a, Action= CHANGED -2 TAPS TO 1.025.
Hour=7, Sec=2490, ControlIter=1, Element=Regulator.vreg3_b, Action= CHANGED -2 TAPS TO 1.025.
Hour=7, Sec=2490, ControlIter=1, Element=Regulator.vreg3_a, Action= CHANGED -2 TAPS TO 1.05.
Hour=7, Sec=2490, ControlIter=1, Element=Regulator.vreg2_b, Action= CHANGED -2 TAPS TO 1.00625.
Hour=7, Sec=2490, ControlIter=1, Element=Regulator.vreg2_a, Action= CHANGED -3 TAPS TO 1.01875.
Hour=7, Sec=2490, ControlIter=2, Element=Capacitor.capbank2a, Action=**RESET**
Hour=7, Sec=2490, ControlIter=2, Element=Regulator.vreg2_b, Action= CHANGED 1 TAPS TO 1.0125.
Hour=7, Sec=2520, ControlIter=1, Element=Capacitor.capbank2a, Action=**ARMED**, DELAY= 100 SEC
Hour=7, Sec=2520, ControlIter=1, Element=Regulator.vreg3_a, Action= CHANGED -1 TAPS TO 1.04375.
Hour=7, Sec=2520, ControlIter=2, Element=Capacitor.capbank2a, Action=**RESET**
Hour=7, Sec=2550, ControlIter=1, Element=Regulator.vreg2_a, Action= CHANGED 1 TAPS TO 1.025.
Hour=7, Sec=3180, ControlIter=1, Element=Regulator.vreg2_b, Action= CHANGED 1 TAPS TO 1.01875.
Hour=7, Sec=3180, ControlIter=1, Element=Regulator.vreg2_a, Action= CHANGED 2 TAPS TO 1.0375.
Hour=7, Sec=3210, ControlIter=1, Element=Regulator.vreg4_b, Action= CHANGED 2 TAPS TO 1.0375.
Hour=7, Sec=3210, ControlIter=1, Element=Regulator.vreg4_a, Action= CHANGED 2 TAPS TO 1.0375.
Hour=7, Sec=3210, ControlIter=1, Element=Regulator.vreg3_b, Action= CHANGED 2 TAPS TO 1.0375.
Hour=7, Sec=3210, ControlIter=1, Element=Regulator.vreg3_a, Action= CHANGED 3 TAPS TO 1.0625.
Hour=7, Sec=3210, ControlIter=1, Element=Regulator.vreg2_b, Action= CHANGED 2 TAPS TO 1.03125.
Hour=7, Sec=3210, ControlIter=1, Element=Regulator.vreg2_a, Action= CHANGED 4 TAPS TO 1.0625.
Hour=7, Sec=3210, ControlIter=2, Element=Regulator.vreg4_b, Action= CHANGED 1 TAPS TO 1.04375.
Hour=7, Sec=3210, ControlIter=2, Element=Regulator.vreg4_a, Action= CHANGED 1 TAPS TO 1.04375.
Hour=7, Sec=3210, ControlIter=2, Element=Regulator.vreg3_a, Action= CHANGED 1 TAPS TO 1.06875.
Hour=7, Sec=3210, ControlIter=2, Element=Regulator.vreg2_a, Action= CHANGED -1 TAPS TO 1.05625.
Hour=7, Sec=3210, ControlIter=3, Element=Regulator.vreg2_a, Action= CHANGED -1 TAPS TO 1.05.
Hour=7, Sec=3240, ControlIter=1, Element=Regulator.vreg4_b, Action= CHANGED -2 TAPS TO 1.03125.
Hour=7, Sec=3240, ControlIter=1, Element=Regulator.vreg4_a, Action= CHANGED -2 TAPS TO 1.03125.
Hour=7, Sec=3240, ControlIter=1, Element=Regulator.vreg3_b, Action= CHANGED -2 TAPS TO 1.025.
Hour=7, Sec=3240, ControlIter=1, Element=Regulator.vreg3_a, Action= CHANGED -2 TAPS TO 1.05625.
Hour=7, Sec=3240, ControlIter=1, Element=Regulator.vreg2_b, Action= CHANGED -3 TAPS TO 1.0125.
Hour=7, Sec=3240, ControlIter=1, Element=Regulator.vreg2_a, Action= CHANGED -4 TAPS TO 1.025.
Hour=7, Sec=3240, ControlIter=2, Element=Regulator.vreg4_a, Action= CHANGED -1 TAPS TO 1.025.
Hour=7, Sec=3240, ControlIter=2, Element=Regulator.vreg3_a, Action= CHANGED -1 TAPS TO 1.05.
Hour=7, Sec=3240, ControlIter=2, Element=Regulator.vreg2_a, Action= CHANGED -1 TAPS TO 1.01875.
Hour=7, Sec=3270, ControlIter=1, Element=Capacitor.capbank2a, Action=**ARMED**, DELAY= 100 SEC
Hour=7, Sec=3270, ControlIter=1, Element=Regulator.vreg4_b, Action= CHANGED -1 TAPS TO 1.025.
Hour=7, Sec=3270, ControlIter=1, Element=Regulator.vreg3_a, Action= CHANGED -1 TAPS TO 1.04375.
Hour=7, Sec=3270, ControlIter=2, Element=Capacitor.capbank2a, Action=**RESET**
Hour=7, Sec=3330, ControlIter=1, Element=Capacitor.capbank2a, Action=**ARMED**, DELAY= 100 SEC
Hour=7, Sec=3330, ControlIter=1, Element=Capacitor.capbank2a, Action=**OPENED**
Hour=7, Sec=3330, ControlIter=2, Element=Regulator.vreg2_a, Action= CHANGED 2 TAPS TO 1.03125.
Hour=7, Sec=3390, ControlIter=1, Element=Capacitor.capbank2a, Action=**ARMED**, DELAY= 340 SEC
Hour=7, Sec=3390, ControlIter=1, Element=Regulator.vreg4_a, Action= CHANGED 1 TAPS TO 1.03125.
Hour=7, Sec=3390, ControlIter=1, Element=Regulator.vreg3_a, Action= CHANGED 1 TAPS TO 1.05.
Hour=7, Sec=3390, ControlIter=1, Element=Regulator.vreg2_a, Action= CHANGED 1 TAPS TO 1.0375.
Hour=7, Sec=3390, ControlIter=2, Element=Capacitor.capbank2a, Action=**CLOSED**
Hour=7, Sec=3390, ControlIter=3, Element=Regulator.vreg4_a, Action= CHANGED -1 TAPS TO 1.025.
Hour=7, Sec=3390, ControlIter=3, Element=Regulator.vreg2_a, Action= CHANGED -1 TAPS TO 1.03125.
Hour=7, Sec=3420, ControlIter=1, Element=Regulator.vreg4_b, Action= CHANGED 3 TAPS TO 1.04375.
Hour=7, Sec=3420, ControlIter=1, Element=Regulator.vreg4_a, Action= CHANGED 2 TAPS TO 1.0375.
Hour=7, Sec=3420, ControlIter=1, Element=Regulator.vreg3_b, Action= CHANGED 2 TAPS TO 1.0375.
Hour=7, Sec=3420, ControlIter=1, Element=Regulator.vreg3_a, Action= CHANGED 2 TAPS TO 1.0625.
Hour=7, Sec=3420, ControlIter=1, Element=Regulator.vreg2_b, Action= CHANGED 4 TAPS TO 1.0375.
Hour=7, Sec=3420, ControlIter=1, Element=Regulator.vreg2_a, Action= CHANGED 4 TAPS TO 1.05625.
Hour=7, Sec=3420, ControlIter=2, Element=Regulator.vreg4_a, Action= CHANGED 1 TAPS TO 1.04375.
Hour=7, Sec=3420, ControlIter=2, Element=Regulator.vreg3_a, Action= CHANGED 1 TAPS TO 1.06875.
Hour=7, Sec=3420, ControlIter=3, Element=Regulator.vreg2_a, Action= CHANGED -1 TAPS TO 1.05.
Hour=7, Sec=3480, ControlIter=1, Element=Capacitor.capbank2c, Action=**ARMED**, DELAY= 102 SEC
Hour=7, Sec=3480, ControlIter=1, Element=Regulator.vreg4_b, Action= CHANGED 2 TAPS TO 1.05625.
Hour=7, Sec=3480, ControlIter=1, Element=Regulator.vreg4_a, Action= CHANGED 2 TAPS TO 1.05625.
Hour=7, Sec=3480, ControlIter=1, Element=Regulator.vreg3_b, Action= CHANGED 2 TAPS TO 1.05.
Hour=7, Sec=3480, ControlIter=1, Element=Regulator.vreg3_a, Action= CHANGED 2 TAPS TO 1.08125.
Hour=7, Sec=3480, ControlIter=1, Element=Regulator.vreg2_b, Action= CHANGED 1 TAPS TO 1.04375.
Hour=7, Sec=3480, ControlIter=1, Element=Regulator.vreg2_a, Action= CHANGED 2 TAPS TO 1.0625.
Hour=7, Sec=3480, ControlIter=2, Element=Regulator.vreg4_c, Action= CHANGED 1 TAPS TO 1.03125.
Hour=7, Sec=3480, ControlIter=2, Element=Regulator.vreg4_b, Action= CHANGED 1 TAPS TO 1.0625.
Hour=7, Sec=3480, ControlIter=2, Element=Regulator.vreg3_a, Action= CHANGED 1 TAPS TO 1.0875.
Hour=7, Sec=3480, ControlIter=2, Element=Regulator.vreg2_c, Action= CHANGED 1 TAPS TO 1.0125.
Hour=7, Sec=3480, ControlIter=2, Element=Regulator.vreg2_b, Action= CHANGED -1 TAPS TO 1.0375.
Hour=7, Sec=3480, ControlIter=3, Element=Regulator.vreg2_a, Action= CHANGED -1 TAPS TO 1.05625.
Hour=7, Sec=3480, ControlIter=4, Element=Capacitor.capbank2c, Action=**CLOSED**
Hour=7, Sec=3480, ControlIter=5, Element=Regulator.vreg4_c, Action= CHANGED -1 TAPS TO 1.025.
Hour=7, Sec=3480, ControlIter=5, Element=Regulator.vreg4_a, Action= CHANGED 1 TAPS TO 1.0625.
Hour=7, Sec=3480, ControlIter=5, Element=Regulator.vreg3_b, Action= CHANGED 1 TAPS TO 1.05625.
Hour=7, Sec=3480, ControlIter=5, Element=Regulator.vreg2_c, Action= CHANGED -1 TAPS TO 1.00625.
Hour=7, Sec=3480, ControlIter=6, Element=Regulator.vreg2_b, Action= CHANGED -1 TAPS TO 1.03125.
Hour=7, Sec=3510, ControlIter=1, Element=Regulator.vreg2_a, Action= CHANGED -1 TAPS TO 1.05.
Hour=7, Sec=3540, ControlIter=1, Element=Regulator.vreg2_b, Action= CHANGED -1 TAPS TO 1.025.
Hour=7, Sec=3540, ControlIter=1, Element=Regulator.vreg2_a, Action= CHANGED -1 TAPS TO 1.04375.
Hour=7, Sec=3570, ControlIter=1, Element=Capacitor.capbank2c, Action=**ARMED**, DELAY= 102 SEC
Hour=7, Sec=3570, ControlIter=1, Element=Regulator.vreg4_b, Action= CHANGED -1 TAPS TO 1.05625.
Hour=7, Sec=3570, ControlIter=1, Element=Regulator.vreg4_a, Action= CHANGED -1 TAPS TO 1.05625.
Hour=7, Sec=3570, ControlIter=1, Element=Regulator.vreg3_b, Action= CHANGED -1 TAPS TO 1.05.
Hour=7, Sec=3570, ControlIter=1, Element=Regulator.vreg3_a, Action= CHANGED -1 TAPS TO 1.08125.
Hour=7, Sec=3570, ControlIter=1, Element=Regulator.vreg2_b, Action= CHANGED -1 TAPS TO 1.01875.
Hour=7, Sec=3570, ControlIter=1, Element=Regulator.vreg2_a, Action= CHANGED -1 TAPS TO 1.0375.
Hour=7, Sec=3570, ControlIter=2, Element=Capacitor.capbank2c, Action=**OPENED**
Hour=8, Sec=0, ControlIter=1, Element=Regulator.vreg4_b, Action= CHANGED -2 TAPS TO 1.04375.
Hour=8, Sec=0, ControlIter=1, Element=Regulator.vreg4_a, Action= CHANGED -2 TAPS TO 1.04375.
Hour=8, Sec=0, ControlIter=1, Element=Regulator.vreg3_b, Action= CHANGED -2 TAPS TO 1.0375.
Hour=8, Sec=0, ControlIter=1, Element=Regulator.vreg3_a, Action= CHANGED -2 TAPS TO 1.06875.
Hour=8, Sec=0, ControlIter=1, Element=Regulator.vreg2_b, Action= CHANGED -1 TAPS TO 1.0125.
Hour=8, Sec=0, ControlIter=1, Element=Regulator.vreg2_a, Action= CHANGED -2 TAPS TO 1.025.
Hour=8, Sec=0, ControlIter=2, Element=Regulator.vreg3_a, Action= CHANGED -1 TAPS TO 1.0625.
Hour=8, Sec=0, ControlIter=3, Element=Regulator.vreg2_a, Action= CHANGED 1 TAPS TO 1.03125.
Hour=8, Sec=30, ControlIter=1, Element=Capacitor.capbank2a, Action=**ARMED**, DELAY= 100 SEC
Hour=8, Sec=30, ControlIter=1, Element=Regulator.vreg4_b, Action= CHANGED -2 TAPS TO 1.03125.
Hour=8, Sec=30, ControlIter=1, Element=Regulator.vreg4_a, Action= CHANGED -2 TAPS TO 1.03125.
Hour=8, Sec=30, ControlIter=1, Element=Regulator.vreg3_b, Action= CHANGED -2 TAPS TO 1.025.
Hour=8, Sec=30, ControlIter=1, Element=Regulator.vreg3_a, Action= CHANGED -2 TAPS TO 1.05.
Hour=8, Sec=30, ControlIter=1, Element=Regulator.vreg2_b, Action= CHANGED -1 TAPS TO 1.00625.
Hour=8, Sec=30, ControlIter=1, Element=Regulator.vreg2_a, Action= CHANGED -2 TAPS TO 1.01875.
Hour=8, Sec=30, ControlIter=2, Element=Capacitor.capbank2a, Action=**RESET**
Hour=8, Sec=30, ControlIter=2, Element=Regulator.vreg2_b, Action= CHANGED 1 TAPS TO 1.0125.
Hour=8, Sec=60, ControlIter=1, Element=Capacitor.capbank2a, Action=**ARMED**, DELAY= 100 SEC
Hour=8, Sec=60, ControlIter=1, Element=Regulator.vreg4_b, Action= CHANGED -1 TAPS TO 1.025.
Hour=8, Sec=60, ControlIter=1, Element=Regulator.vreg4_a, Action= CHANGED -1 TAPS TO 1.025.
Hour=8, Sec=60, ControlIter=1, Element=Regulator.vreg3_a, Action= CHANGED -1 TAPS TO 1.04375.
Hour=8, Sec=60, ControlIter=2, Element=Capacitor.capbank2a, Action=**OPENED**
Hour=8, Sec=60, ControlIter=3, Element=Regulator.vreg2_a, Action= CHANGED 2 TAPS TO 1.03125.
Hour=8, Sec=120, ControlIter=1, Element=Capacitor.capbank2b, Action=**ARMED**, DELAY= 101 SEC
Hour=8, Sec=120, ControlIter=1, Element=Regulator.vreg4_c, Action= CHANGED -1 TAPS TO 1.01875.
Hour=8, Sec=120, ControlIter=2, Element=Capacitor.capbank2b, Action=**OPENED**
Hour=8, Sec=120, ControlIter=3, Element=Regulator.vreg2_c, Action= CHANGED -1 TAPS TO 1.
Hour=8, Sec=120, ControlIter=3, Element=Regulator.vreg2_b, Action= CHANGED 1 TAPS TO 1.01875.
Hour=8, Sec=210, ControlIter=1, Element=Capacitor.capbank2a, Action=**ARMED**, DELAY= 250 SEC
Hour=8, Sec=210, ControlIter=1, Element=Capacitor.capbank2b, Action=**ARMED**, DELAY= 311 SEC
Hour=8, Sec=210, ControlIter=1, Element=Regulator.vreg4_b, Action= CHANGED 4 TAPS TO 1.05.
Hour=8, Sec=210, ControlIter=1, Element=Regulator.vreg4_a, Action= CHANGED 4 TAPS TO 1.05.
Hour=8, Sec=210, ControlIter=1, Element=Regulator.vreg3_b, Action= CHANGED 4 TAPS TO 1.05.
Hour=8, Sec=210, ControlIter=1, Element=Regulator.vreg3_a, Action= CHANGED 6 TAPS TO 1.08125.
Hour=8, Sec=210, ControlIter=1, Element=Regulator.vreg2_b, Action= CHANGED 5 TAPS TO 1.05.
Hour=8, Sec=210, ControlIter=1, Element=Regulator.vreg2_a, Action= CHANGED 8 TAPS TO 1.08125.
Hour=8, Sec=210, ControlIter=1, Element=Regulator.feeder_regb, Action= CHANGED 1 TAPS TO 1.01875.
Hour=8, Sec=210, ControlIter=1, Element=Regulator.feeder_rega, Action= CHANGED 1 TAPS TO 1.01875.
Hour=8, Sec=210, ControlIter=2, Element=Regulator.vreg4_c, Action= CHANGED 1 TAPS TO 1.025.
Hour=8, Sec=210, ControlIter=2, Element=Regulator.vreg4_b, Action= CHANGED 1 TAPS TO 1.05625.
Hour=8, Sec=210, ControlIter=2, Element=Regulator.vreg2_c, Action= CHANGED 1 TAPS TO 1.00625.
Hour=8, Sec=210, ControlIter=2, Element=Regulator.vreg2_b, Action= CHANGED -2 TAPS TO 1.0375.
Hour=8, Sec=210, ControlIter=2, Element=Regulator.vreg2_a, Action= CHANGED -4 TAPS TO 1.05625.
Hour=8, Sec=210, ControlIter=3, Element=Regulator.vreg2_b, Action= CHANGED -1 TAPS TO 1.03125.
Hour=8, Sec=210, ControlIter=3, Element=Regulator.vreg2_a, Action= CHANGED -1 TAPS TO 1.05.
Hour=8, Sec=210, ControlIter=4, Element=Capacitor.capbank2a, Action=**CLOSED**
Hour=8, Sec=210, ControlIter=5, Element=Regulator.vreg3_a, Action= CHANGED -1 TAPS TO 1.075.
Hour=8, Sec=210, ControlIter=5, Element=Regulator.vreg2_a, Action= CHANGED -2 TAPS TO 1.0375.
Hour=8, Sec=210, ControlIter=6, Element=Capacitor.capbank2b, Action=**CLOSED**
Hour=8, Sec=210, ControlIter=7, Element=Regulator.vreg4_b, Action= CHANGED -1 TAPS TO 1.05.
Hour=8, Sec=210, ControlIter=7, Element=Regulator.vreg3_b, Action= CHANGED -1 TAPS TO 1.04375.
Hour=8, Sec=210, ControlIter=7, Element=Regulator.vreg2_c, Action= CHANGED 1 TAPS TO 1.0125.
Hour=8, Sec=210, ControlIter=7, Element=Regulator.vreg2_b, Action= CHANGED -2 TAPS TO 1.01875.
Hour=8, Sec=240, ControlIter=1, Element=Capacitor.capbank2c, Action=**ARMED**, DELAY= 132 SEC
Hour=8, Sec=240, ControlIter=1, Element=Regulator.vreg4_c, Action= CHANGED 1 TAPS TO 1.03125.
Hour=8, Sec=240, ControlIter=1, Element=Regulator.vreg2_b, Action= CHANGED 1 TAPS TO 1.025.
Hour=8, Sec=240, ControlIter=1, Element=Regulator.vreg2_a, Action= CHANGED 1 TAPS TO 1.04375.
Hour=8, Sec=240, ControlIter=2, Element=Capacitor.capbank2c, Action=**CLOSED**
Hour=8, Sec=240, ControlIter=3, Element=Regulator.vreg4_c, Action= CHANGED -1 TAPS TO 1.025.
Hour=8, Sec=240, ControlIter=3, Element=Regulator.vreg2_c, Action= CHANGED -1 TAPS TO 1.00625.
Hour=8, Sec=240, ControlIter=3, Element=Regulator.vreg2_a, Action= CHANGED 1 TAPS TO 1.05.
Hour=8, Sec=390, ControlIter=1, Element=Capacitor.capbank2c, Action=**ARMED**, DELAY= 102 SEC
Hour=8, Sec=390, ControlIter=1, Element=Regulator.vreg4_b, Action= CHANGED -1 TAPS TO 1.04375.
Hour=8, Sec=390, ControlIter=1, Element=Regulator.vreg4_a, Action= CHANGED -2 TAPS TO 1.0375.
Hour=8, Sec=390, ControlIter=1, Element=Regulator.vreg3_b, Action= CHANGED -1 TAPS TO 1.0375.
Hour=8, Sec=390, ControlIter=1, Element=Regulator.vreg3_a, Action= CHANGED -2 TAPS TO 1.0625.
Hour=8, Sec=390, ControlIter=1, Element=Regulator.vreg2_b, Action= CHANGED -1 TAPS TO 1.01875.
Hour=8, Sec=390, ControlIter=1, Element=Regulator.vreg2_a, Action= CHANGED -3 TAPS TO 1.03125.
Hour=8, Sec=390, ControlIter=1, Element=Regulator.feeder_regb, Action= CHANGED -1 TAPS TO 1.0125.
Hour=8, Sec=390, ControlIter=1, Element=Regulator.feeder_rega, Action= CHANGED -1 TAPS TO 1.0125.
Hour=8, Sec=390, ControlIter=2, Element=Regulator.vreg4_c, Action= CHANGED -1 TAPS TO 1.01875.
Hour=8, Sec=390, ControlIter=2, Element=Regulator.vreg3_c, Action= CHANGED -1 TAPS TO 0.99375.
Hour=8, Sec=390, ControlIter=2, Element=Regulator.vreg2_c, Action= CHANGED -1 TAPS TO 1.
Hour=8, Sec=390, ControlIter=2, Element=Regulator.vreg2_b, Action= CHANGED 1 TAPS TO 1.025.
Hour=8, Sec=390, ControlIter=2, Element=Regulator.vreg2_a, Action= CHANGED 2 TAPS TO 1.04375.
Hour=8, Sec=390, ControlIter=3, Element=Capacitor.capbank2c, Action=**OPENED**
Hour=8, Sec=390, ControlIter=4, Element=Regulator.vreg4_c, Action= CHANGED 1 TAPS TO 1.025.
Hour=8, Sec=390, ControlIter=4, Element=Regulator.vreg3_c, Action= CHANGED 1 TAPS TO 1.
Hour=8, Sec=390, ControlIter=4, Element=Regulator.vreg2_c, Action= CHANGED 2 TAPS TO 1.0125.
Hour=8, Sec=420, ControlIter=1, Element=Regulator.vreg4_b, Action= CHANGED -2 TAPS TO 1.03125.
Hour=8, Sec=420, ControlIter=1, Element=Regulator.vreg4_a, Action= CHANGED -1 TAPS TO 1.03125.
Hour=8, Sec=420, ControlIter=1, Element=Regulator.vreg3_b, Action= CHANGED -1 TAPS TO 1.03125.
Hour=8, Sec=420, ControlIter=1, Element=Regulator.vreg3_a, Action= CHANGED -1 TAPS TO 1.05625.
Hour=8, Sec=420, ControlIter=1, Element=Regulator.vreg2_b, Action= CHANGED -2 TAPS TO 1.0125.
Hour=8, Sec=420, ControlIter=1, Element=Regulator.vreg2_a, Action= CHANGED -2 TAPS TO 1.03125.
Hour=8, Sec=420, ControlIter=2, Element=Regulator.vreg2_c, Action= CHANGED -1 TAPS TO 1.00625.
Hour=8, Sec=450, ControlIter=1, Element=Regulator.vreg4_b, Action= CHANGED 2 TAPS TO 1.04375.
Hour=8, Sec=450, ControlIter=1, Element=Regulator.vreg4_a, Action= CHANGED 2 TAPS TO 1.04375.
Hour=8, Sec=450, ControlIter=1, Element=Regulator.vreg3_b, Action= CHANGED 1 TAPS TO 1.0375.
Hour=8, Sec=450, ControlIter=1, Element=Regulator.vreg3_a, Action= CHANGED 2 TAPS TO 1.06875.
Hour=8, Sec=450, ControlIter=1, Element=Regulator.vreg2_b, Action= CHANGED 2 TAPS TO 1.025.
Hour=8, Sec=450, ControlIter=1, Element=Regulator.vreg2_a, Action= CHANGED 3 TAPS TO 1.05.
Hour=8, Sec=480, ControlIter=1, Element=Regulator.vreg2_a, Action= CHANGED -2 TAPS TO 1.0375.
Hour=8, Sec=510, ControlIter=1, Element=Regulator.vreg4_b, Action= CHANGED -1 TAPS TO 1.0375.
Hour=8, Sec=510, ControlIter=1, Element=Regulator.vreg4_a, Action= CHANGED -1 TAPS TO 1.0375.
Hour=8, Sec=510, ControlIter=1, Element=Regulator.vreg3_a, Action= CHANGED -2 TAPS TO 1.05625.
Hour=8, Sec=510, ControlIter=1, Element=Regulator.vreg2_b, Action= CHANGED -1 TAPS TO 1.01875.
Hour=8, Sec=510, ControlIter=1, Element=Regulator.vreg2_a, Action= CHANGED -2 TAPS TO 1.025.
Hour=8, Sec=540, ControlIter=1, Element=Regulator.vreg4_b, Action= CHANGED -1 TAPS TO 1.03125.
Hour=8, Sec=540, ControlIter=1, Element=Regulator.vreg4_a, Action= CHANGED -1 TAPS TO 1.03125.
Hour=8, Sec=540, ControlIter=1, Element=Regulator.vreg3_b, Action= CHANGED -1 TAPS TO 1.03125.
Hour=8, Sec=540, ControlIter=1, Element=Regulator.vreg3_a, Action= CHANGED -1 TAPS TO 1.05.
Hour=8, Sec=540, ControlIter=1, Element=Regulator.vreg2_b, Action= CHANGED -1 TAPS TO 1.0125.
Hour=8, Sec=570, ControlIter=1, Element=Regulator.vreg4_a, Action= CHANGED -1 TAPS TO 1.025.
Hour=8, Sec=570, ControlIter=1, Element=Regulator.vreg3_b, Action= CHANGED -1 TAPS TO 1.025.
Hour=8, Sec=600, ControlIter=1, Element=Capacitor.capbank2a, Action=**ARMED**, DELAY= 100 SEC
Hour=8, Sec=600, ControlIter=1, Element=Regulator.vreg4_b, Action= CHANGED -1 TAPS TO 1.025.
Hour=8, Sec=600, ControlIter=1, Element=Regulator.vreg3_a, Action= CHANGED -1 TAPS TO 1.04375.
Hour=8, Sec=600, ControlIter=2, Element=Capacitor.capbank2a, Action=**OPENED**
Hour=8, Sec=600, ControlIter=3, Element=Regulator.vreg2_a, Action= CHANGED 1 TAPS TO 1.03125.
Hour=8, Sec=630, ControlIter=1, Element=Capacitor.capbank2b, Action=**ARMED**, DELAY= 101 SEC
Hour=8, Sec=630, ControlIter=1, Element=Regulator.vreg4_c, Action= CHANGED -1 TAPS TO 1.01875.
Hour=8, Sec=630, ControlIter=1, Element=Regulator.vreg4_b, Action= CHANGED -1 TAPS TO 1.01875.
Hour=8, Sec=630, ControlIter=1, Element=Regulator.vreg3_b, Action= CHANGED -1 TAPS TO 1.01875.
Hour=8, Sec=630, ControlIter=1, Element=Regulator.vreg2_c, Action= CHANGED -1 TAPS TO 1.
Hour=8, Sec=630, ControlIter=2, Element=Capacitor.capbank2b, Action=**RESET**
Hour=8, Sec=720, ControlIter=1, Element=Capacitor.capbank2a, Action=**ARMED**, DELAY= 280 SEC
Hour=8, Sec=720, ControlIter=1, Element=Regulator.vreg4_c, Action= CHANGED 1 TAPS TO 1.025.
Hour=8, Sec=720, ControlIter=1, Element=Regulator.vreg4_b, Action= CHANGED 4 TAPS TO 1.04375.
Hour=8, Sec=720, ControlIter=1, Element=Regulator.vreg4_a, Action= CHANGED 4 TAPS TO 1.05.
Hour=8, Sec=720, ControlIter=1, Element=Regulator.vreg3_b, Action= CHANGED 3 TAPS TO 1.0375.
Hour=8, Sec=720, ControlIter=1, Element=Regulator.vreg3_a, Action= CHANGED 6 TAPS TO 1.08125.
Hour=8, Sec=720, ControlIter=1, Element=Regulator.vreg2_b, Action= CHANGED 4 TAPS TO 1.0375.
Hour=8, Sec=720, ControlIter=1, Element=Regulator.vreg2_a, Action= CHANGED 8 TAPS TO 1.08125.
Hour=8, Sec=720, ControlIter=2, Element=Regulator.vreg4_b, Action= CHANGED 1 TAPS TO 1.05.
Hour=8, Sec=720, ControlIter=2, Element=Regulator.vreg4_a, Action= CHANGED 1 TAPS TO 1.05625.
Hour=8, Sec=720, ControlIter=2, Element=Regulator.vreg3_b, Action= CHANGED 1 TAPS TO 1.04375.
Hour=8, Sec=720, ControlIter=2, Element=Regulator.vreg3_a, Action= CHANGED 1 TAPS TO 1.0875.
Hour=8, Sec=720, ControlIter=2, Element=Regulator.vreg2_c, Action= CHANGED 1 TAPS TO 1.00625.
Hour=8, Sec=720, ControlIter=2, Element=Regulator.vreg2_a, Action= CHANGED -3 TAPS TO 1.0625.
Hour=8, Sec=720, ControlIter=3, Element=Regulator.vreg2_b, Action= CHANGED -1 TAPS TO 1.03125.
Hour=8, Sec=720, ControlIter=3, Element=Regulator.vreg2_a, Action= CHANGED -2 TAPS TO 1.05.
Hour=8, Sec=720, ControlIter=4, Element=Capacitor.capbank2a, Action=**CLOSED**
Hour=8, Sec=720, ControlIter=5, Element=Regulator.vreg3_a, Action= CHANGED -1 TAPS TO 1.08125.
Hour=8, Sec=720, ControlIter=5, Element=Regulator.vreg2_a, Action= CHANGED -2 TAPS TO 1.0375.
Hour=8, Sec=750, ControlIter=1, Element=Regulator.vreg4_b, Action= CHANGED 1 TAPS TO 1.05625.
Hour=8, Sec=750, ControlIter=1, Element=Regulator.vreg3_b, Action= CHANGED 1 TAPS TO 1.05.
Hour=8, Sec=750, ControlIter=1, Element=Regulator.vreg2_a, Action= CHANGED 1 TAPS TO 1.04375.
Hour=8, Sec=1110, ControlIter=1, Element=Regulator.vreg2_b, Action= CHANGED -1 TAPS TO 1.025.
Hour=8, Sec=1140, ControlIter=1, Element=Regulator.vreg4_b, Action= CHANGED -2 TAPS TO 1.04375.
Hour=8, Sec=1140, ControlIter=1, Element=Regulator.vreg4_a, Action= CHANGED -2 TAPS TO 1.04375.
Hour=8, Sec=1140, ControlIter=1, Element=Regulator.vreg3_b, Action= CHANGED -2 TAPS TO 1.0375.
Hour=8, Sec=1140, ControlIter=1, Element=Regulator.vreg3_a, Action= CHANGED -2 TAPS TO 1.06875.
Hour=8, Sec=1140, ControlIter=1, Element=Regulator.vreg2_b, Action= CHANGED -2 TAPS TO 1.0125.
Hour=8, Sec=1140, ControlIter=1, Element=Regulator.vreg2_a, Action= CHANGED -3 TAPS TO 1.025.
Hour=8, Sec=1140, ControlIter=2, Element=Regulator.vreg2_b, Action= CHANGED 1 TAPS TO 1.01875.
Hour=8, Sec=1170, ControlIter=1, Element=Capacitor.capbank2a, Action=**ARMED**, DELAY= 100 SEC
Hour=8, Sec=1170, ControlIter=1, Element=Capacitor.capbank2b, Action=**ARMED**, DELAY= 101 SEC
Hour=8, Sec=1170, ControlIter=1, Element=Regulator.vreg4_b, Action= CHANGED -3 TAPS TO 1.025.
Hour=8, Sec=1170, ControlIter=1, Element=Regulator.vreg4_a, Action= CHANGED -3 TAPS TO 1.025.
Hour=8, Sec=1170, ControlIter=1, Element=Regulator.vreg3_b, Action= CHANGED -2 TAPS TO 1.025.
Hour=8, Sec=1170, ControlIter=1, Element=Regulator.vreg3_a, Action= CHANGED -4 TAPS TO 1.04375.
Hour=8, Sec=1170, ControlIter=1, Element=Regulator.vreg2_b, Action= CHANGED -2 TAPS TO 1.00625.
Hour=8, Sec=1170, ControlIter=1, Element=Regulator.vreg2_a, Action= CHANGED -3 TAPS TO 1.00625.
Hour=8, Sec=1170, ControlIter=1, Element=Regulator.feeder_regb, Action= CHANGED -1 TAPS TO 1.00625.
Hour=8, Sec=1170, ControlIter=1, Element=Regulator.feeder_rega, Action= CHANGED -1 TAPS TO 1.00625.
Hour=8, Sec=1170, ControlIter=2, Element=Capacitor.capbank2a, Action=**RESET**
Hour=8, Sec=1170, ControlIter=2, Element=Capacitor.capbank2b, Action=**RESET**
Hour=8, Sec=1170, ControlIter=2, Element=Regulator.vreg4_c, Action= CHANGED -1 TAPS TO 1.01875.
Hour=8, Sec=1170, ControlIter=2, Element=Regulator.vreg2_c, Action= CHANGED -1 TAPS TO 1.
Hour=8, Sec=1170, ControlIter=2, Element=Regulator.vreg2_b, Action= CHANGED 1 TAPS TO 1.0125.
Hour=8, Sec=1170, ControlIter=2, Element=Regulator.vreg2_a, Action= CHANGED 2 TAPS TO 1.01875.
Hour=8, Sec=1170, ControlIter=3, Element=Regulator.vreg2_a, Action= CHANGED 1 TAPS TO 1.025.
Hour=8, Sec=1200, ControlIter=1, Element=Regulator.vreg2_b, Action= CHANGED 1 TAPS TO 1.01875.
Hour=8, Sec=1200, ControlIter=1, Element=Regulator.vreg2_a, Action= CHANGED 1 TAPS TO 1.03125.
Hour=8, Sec=1200, ControlIter=2, Element=Regulator.vreg2_a, Action= CHANGED 1 TAPS TO 1.0375.
Hour=8, Sec=1230, ControlIter=1, Element=Capacitor.capbank2a, Action=**ARMED**, DELAY= 100 SEC
Hour=8, Sec=1230, ControlIter=1, Element=Regulator.vreg2_a, Action= CHANGED -1 TAPS TO 1.03125.
Hour=8, Sec=1230, ControlIter=2, Element=Capacitor.capbank2a, Action=**OPENED**
Hour=8, Sec=1230, ControlIter=3, Element=Regulator.vreg4_a, Action= CHANGED 1 TAPS TO 1.03125.
Hour=8, Sec=1230, ControlIter=3, Element=Regulator.vreg3_a, Action= CHANGED 1 TAPS TO 1.05.
Hour=8, Sec=1230, ControlIter=3, Element=Regulator.vreg2_a, Action= CHANGED 1 TAPS TO 1.0375.
Hour=8, Sec=1350, ControlIter=1, Element=Capacitor.capbank2a, Action=**ARMED**, DELAY= 280 SEC
Hour=8, Sec=1350, ControlIter=1, Element=Regulator.vreg4_a, Action= CHANGED 1 TAPS TO 1.0375.
Hour=8, Sec=1350, ControlIter=1, Element=Regulator.vreg3_a, Action= CHANGED 1 TAPS TO 1.05625.
Hour=8, Sec=1350, ControlIter=2, Element=Capacitor.capbank2a, Action=**CLOSED**
Hour=8, Sec=1350, ControlIter=3, Element=Regulator.vreg4_a, Action= CHANGED -1 TAPS TO 1.03125.
Hour=8, Sec=1350, ControlIter=3, Element=Regulator.vreg2_a, Action= CHANGED -1 TAPS TO 1.03125.
Hour=8, Sec=1380, ControlIter=1, Element=Regulator.vreg4_c, Action= CHANGED 1 TAPS TO 1.025.
Hour=8, Sec=1380, ControlIter=1, Element=Regulator.vreg4_b, Action= CHANGED 4 TAPS TO 1.05.
Hour=8, Sec=1380, ControlIter=1, Element=Regulator.vreg4_a, Action= CHANGED 3 TAPS TO 1.05.
Hour=8, Sec=1380, ControlIter=1, Element=Regulator.vreg3_b, Action= CHANGED 3 TAPS TO 1.04375.
Hour=8, Sec=1380, ControlIter=1, Element=Regulator.vreg3_a, Action= CHANGED 3 TAPS TO 1.075.
Hour=8, Sec=1380, ControlIter=1, Element=Regulator.vreg2_b, Action= CHANGED 4 TAPS TO 1.04375.
Hour=8, Sec=1380, ControlIter=1, Element=Regulator.vreg2_a, Action= CHANGED 4 TAPS TO 1.05625.
Hour=8, Sec=1380, ControlIter=2, Element=Regulator.vreg4_b, Action= CHANGED 1 TAPS TO 1.05625.
Hour=8, Sec=1380, ControlIter=2, Element=Regulator.vreg4_a, Action= CHANGED 1 TAPS TO 1.05625.
Hour=8, Sec=1380, ControlIter=2, Element=Regulator.vreg3_b, Action= CHANGED 1 TAPS TO 1.05.
Hour=8, Sec=1380, ControlIter=2, Element=Regulator.vreg3_a, Action= CHANGED 1 TAPS TO 1.08125.
Hour=8, Sec=1380, ControlIter=2, Element=Regulator.vreg2_c, Action= CHANGED 1 TAPS TO 1.00625.
Hour=8, Sec=1380, ControlIter=2, Element=Regulator.vreg2_b, Action= CHANGED -1 TAPS TO 1.0375.
Hour=8, Sec=1380, ControlIter=3, Element=Regulator.vreg2_b, Action= CHANGED -1 TAPS TO 1.03125.
Hour=8, Sec=1380, ControlIter=3, Element=Regulator.vreg2_a, Action= CHANGED -1 TAPS TO 1.05.
Hour=8, Sec=1440, ControlIter=1, Element=Regulator.vreg4_b, Action= CHANGED 1 TAPS TO 1.0625.
Hour=8, Sec=1440, ControlIter=1, Element=Regulator.vreg3_a, Action= CHANGED 1 TAPS TO 1.0875.
Hour=8, Sec=1470, ControlIter=1, Element=Regulator.vreg4_a, Action= CHANGED 1 TAPS TO 1.0625.
Hour=8, Sec=1470, ControlIter=1, Element=Regulator.vreg3_b, Action= CHANGED 1 TAPS TO 1.05625.
Hour=8, Sec=1470, ControlIter=1, Element=Regulator.vreg3_a, Action= CHANGED 1 TAPS TO 1.09375.
Hour=8, Sec=1470, ControlIter=1, Element=Regulator.vreg2_b, Action= CHANGED 1 TAPS TO 1.0375.
Hour=8, Sec=1470, ControlIter=1, Element=Regulator.feeder_regb, Action= CHANGED 1 TAPS TO 1.0125.
Hour=8, Sec=1470, ControlIter=2, Element=Regulator.vreg4_c, Action= CHANGED 1 TAPS TO 1.03125.
Hour=8, Sec=1470, ControlIter=2, Element=Regulator.vreg2_c, Action= CHANGED 1 TAPS TO 1.0125.
Hour=8, Sec=1470, ControlIter=2, Element=Regulator.vreg2_b, Action= CHANGED -2 TAPS TO 1.025.
Hour=8, Sec=1530, ControlIter=1, Element=Regulator.feeder_rega, Action= CHANGED 1 TAPS TO 1.0125.
Hour=8, Sec=1530, ControlIter=2, Element=Regulator.vreg2_a, Action= CHANGED -1 TAPS TO 1.04375.
Hour=8, Sec=1560, ControlIter=1, Element=Regulator.vreg2_a, Action= CHANGED -1 TAPS TO 1.0375.
Hour=8, Sec=1680, ControlIter=1, Element=Capacitor.capbank2c, Action=**ARMED**, DELAY= 102 SEC
Hour=8, Sec=1680, ControlIter=1, Element=Capacitor.capbank2c, Action=**CLOSED**
Hour=8, Sec=1680, ControlIter=2, Element=Regulator.vreg4_c, Action= CHANGED -1 TAPS TO 1.025.
Hour=8, Sec=1680, ControlIter=2, Element=Regulator.vreg2_c, Action= CHANGED -1 TAPS TO 1.00625.
Hour=8, Sec=1770, ControlIter=1, Element=Capacitor.capbank2c, Action=**ARMED**, DELAY= 102 SEC
Hour=8, Sec=1770, ControlIter=1, Element=Regulator.vreg4_c, Action= CHANGED -1 TAPS TO 1.01875.
Hour=8, Sec=1770, ControlIter=1, Element=Regulator.vreg4_b, Action= CHANGED -2 TAPS TO 1.05.
Hour=8, Sec=1770, ControlIter=1, Element=Regulator.vreg4_a, Action= CHANGED -2 TAPS TO 1.05.
Hour=8, Sec=1770, ControlIter=1, Element=Regulator.vreg3_b, Action= CHANGED -2 TAPS TO 1.04375.
Hour=8, Sec=1770, ControlIter=1, Element=Regulator.vreg3_a, Action= CHANGED -4 TAPS TO 1.06875.
Hour=8, Sec=1770, ControlIter=1, Element=Regulator.vreg2_b, Action= CHANGED -2 TAPS TO 1.0125.
Hour=8, Sec=1770, ControlIter=1, Element=Regulator.vreg2_a, Action= CHANGED -4 TAPS TO 1.0125.
Hour=8, Sec=1770, ControlIter=2, Element=Regulator.vreg4_b, Action= CHANGED -1 TAPS TO 1.04375.
Hour=8, Sec=1770, ControlIter=2, Element=Regulator.vreg4_a, Action= CHANGED -1 TAPS TO 1.04375.
Hour=8, Sec=1770, ControlIter=2, Element=Regulator.vreg3_c, Action= CHANGED -1 TAPS TO 0.99375.
Hour=8, Sec=1770, ControlIter=2, Element=Regulator.vreg3_b, Action= CHANGED -1 TAPS TO 1.0375.
Hour=8, Sec=1770, ControlIter=2, Element=Regulator.vreg2_c, Action= CHANGED -1 TAPS TO 1.
Hour=8, Sec=1770, ControlIter=2, Element=Regulator.vreg2_a, Action= CHANGED 2 TAPS TO 1.025.
Hour=8, Sec=1770, ControlIter=3, Element=Regulator.vreg2_b, Action= CHANGED 1 TAPS TO 1.01875.
Hour=8, Sec=1770, ControlIter=4, Element=Capacitor.capbank2c, Action=**OPENED**
Hour=8, Sec=1770, ControlIter=5, Element=Regulator.vreg4_c, Action= CHANGED 1 TAPS TO 1.025.
Hour=8, Sec=1770, ControlIter=5, Element=Regulator.vreg3_c, Action= CHANGED 1 TAPS TO 1.
Hour=8, Sec=1770, ControlIter=5, Element=Regulator.vreg3_a, Action= CHANGED -1 TAPS TO 1.0625.
Hour=8, Sec=1770, ControlIter=5, Element=Regulator.vreg2_c, Action= CHANGED 2 TAPS TO 1.0125.
Hour=8, Sec=1770, ControlIter=6, Element=Regulator.vreg2_a, Action= CHANGED 1 TAPS TO 1.03125.
Hour=8, Sec=1800, ControlIter=1, Element=Capacitor.capbank2a, Action=**ARMED**, DELAY= 100 SEC
Hour=8, Sec=1800, ControlIter=1, Element=Capacitor.capbank2b, Action=**ARMED**, DELAY= 101 SEC
Hour=8, Sec=1800, ControlIter=1, Element=Regulator.vreg4_b, Action= CHANGED -3 TAPS TO 1.025.
Hour=8, Sec=1800, ControlIter=1, Element=Regulator.vreg4_a, Action= CHANGED -3 TAPS TO 1.025.
Hour=8, Sec=1800, ControlIter=1, Element=Regulator.vreg3_b, Action= CHANGED -2 TAPS TO 1.025.
Hour=8, Sec=1800, ControlIter=1, Element=Regulator.vreg3_a, Action= CHANGED -3 TAPS TO 1.04375.
Hour=8, Sec=1800, ControlIter=1, Element=Regulator.vreg2_c, Action= CHANGED -1 TAPS TO 1.00625.
Hour=8, Sec=1800, ControlIter=1, Element=Regulator.vreg2_b, Action= CHANGED -2 TAPS TO 1.00625.
Hour=8, Sec=1800, ControlIter=1, Element=Regulator.vreg2_a, Action= CHANGED -3 TAPS TO 1.0125.
Hour=8, Sec=1800, ControlIter=1, Element=Regulator.feeder_regb, Action= CHANGED -1 TAPS TO 1.00625.
Hour=8, Sec=1800, ControlIter=1, Element=Regulator.feeder_rega, Action= CHANGED -1 TAPS TO 1.00625.
Hour=8, Sec=1800, ControlIter=2, Element=Capacitor.capbank2a, Action=**RESET**
Hour=8, Sec=1800, ControlIter=2, Element=Capacitor.capbank2b, Action=**RESET**
Hour=8, Sec=1800, ControlIter=2, Element=Regulator.vreg4_c, Action= CHANGED -1 TAPS TO 1.01875.
Hour=8, Sec=1800, ControlIter=2, Element=Regulator.vreg2_c, Action= CHANGED -1 TAPS TO 1.
Hour=8, Sec=1800, ControlIter=2, Element=Regulator.vreg2_b, Action= CHANGED 1 TAPS TO 1.0125.
Hour=8, Sec=1800, ControlIter=2, Element=Regulator.vreg2_a, Action= CHANGED 2 TAPS TO 1.025.
Hour=8, Sec=1860, ControlIter=1, Element=Regulator.vreg2_b, Action= CHANGED 1 TAPS TO 1.01875.
Hour=8, Sec=1860, ControlIter=1, Element=Regulator.vreg2_a, Action= CHANGED 1 TAPS TO 1.03125.
Hour=8, Sec=2100, ControlIter=1, Element=Regulator.vreg2_a, Action= CHANGED 1 TAPS TO 1.0375.
Hour=8, Sec=2700, ControlIter=1, Element=Regulator.vreg3_a, Action= CHANGED 1 TAPS TO 1.05.
Hour=8, Sec=2730, ControlIter=1, Element=Regulator.vreg4_c, Action= CHANGED 1 TAPS TO 1.025.
Hour=8, Sec=2730, ControlIter=1, Element=Regulator.vreg4_b, Action= CHANGED 4 TAPS TO 1.05.
Hour=8, Sec=2730, ControlIter=1, Element=Regulator.vreg4_a, Action= CHANGED 4 TAPS TO 1.05.
Hour=8, Sec=2730, ControlIter=1, Element=Regulator.vreg3_b, Action= CHANGED 4 TAPS TO 1.05.
Hour=8, Sec=2730, ControlIter=1, Element=Regulator.vreg3_a, Action= CHANGED 5 TAPS TO 1.08125.
Hour=8, Sec=2730, ControlIter=1, Element=Regulator.vreg2_b, Action= CHANGED 5 TAPS TO 1.05.
Hour=8, Sec=2730, ControlIter=1, Element=Regulator.vreg2_a, Action= CHANGED 7 TAPS TO 1.08125.
Hour=8, Sec=2730, ControlIter=1, Element=Regulator.feeder_regb, Action= CHANGED 1 TAPS TO 1.0125.
Hour=8, Sec=2730, ControlIter=1, Element=Regulator.feeder_rega, Action= CHANGED 1 TAPS TO 1.0125.
Hour=8, Sec=2730, ControlIter=2, Element=Regulator.vreg4_b, Action= CHANGED 1 TAPS TO 1.05625.
Hour=8, Sec=2730, ControlIter=2, Element=Regulator.vreg2_c, Action= CHANGED 1 TAPS TO 1.00625.
Hour=8, Sec=2730, ControlIter=2, Element=Regulator.vreg2_b, Action= CHANGED -2 TAPS TO 1.0375.
Hour=8, Sec=2730, ControlIter=2, Element=Regulator.vreg2_a, Action= CHANGED -4 TAPS TO 1.05625.
Hour=8, Sec=2730, ControlIter=3, Element=Regulator.vreg2_b, Action= CHANGED -1 TAPS TO 1.03125.
Hour=8, Sec=2730, ControlIter=3, Element=Regulator.vreg2_a, Action= CHANGED -1 TAPS TO 1.05.
Hour=8, Sec=2760, ControlIter=1, Element=Regulator.vreg2_b, Action= CHANGED -1 TAPS TO 1.025.
Hour=8, Sec=2760, ControlIter=1, Element=Regulator.vreg2_a, Action= CHANGED -2 TAPS TO 1.0375.
Hour=8, Sec=2790, ControlIter=1, Element=Capacitor.capbank2a, Action=**ARMED**, DELAY= 100 SEC
Hour=8, Sec=2790, ControlIter=1, Element=Capacitor.capbank2b, Action=**ARMED**, DELAY= 101 SEC
Hour=8, Sec=2790, ControlIter=1, Element=Regulator.vreg4_b, Action= CHANGED -4 TAPS TO 1.03125.
Hour=8, Sec=2790, ControlIter=1, Element=Regulator.vreg4_a, Action= CHANGED -2 TAPS TO 1.0375.
Hour=8, Sec=2790, ControlIter=1, Element=Regulator.vreg3_b, Action= CHANGED -3 TAPS TO 1.03125.
Hour=8, Sec=2790, ControlIter=1, Element=Regulator.vreg3_a, Action= CHANGED -4 TAPS TO 1.05625.
Hour=8, Sec=2790, ControlIter=1, Element=Regulator.vreg2_b, Action= CHANGED -4 TAPS TO 1.
Hour=8, Sec=2790, ControlIter=1, Element=Regulator.vreg2_a, Action= CHANGED -4 TAPS TO 1.0125.
Hour=8, Sec=2790, ControlIter=2, Element=Capacitor.capbank2a, Action=**RESET**
Hour=8, Sec=2790, ControlIter=2, Element=Capacitor.capbank2b, Action=**RESET**
Hour=8, Sec=2790, ControlIter=2, Element=Regulator.vreg4_a, Action= CHANGED -1 TAPS TO 1.03125.
Hour=8, Sec=2790, ControlIter=2, Element=Regulator.vreg3_a, Action= CHANGED -1 TAPS TO 1.05.
Hour=8, Sec=2790, ControlIter=2, Element=Regulator.vreg2_b, Action= CHANGED 1 TAPS TO 1.00625.
Hour=8, Sec=2790, ControlIter=3, Element=Regulator.vreg2_a, Action= CHANGED 1 TAPS TO 1.01875.
Hour=8, Sec=2820, ControlIter=1, Element=Regulator.vreg2_b, Action= CHANGED 2 TAPS TO 1.01875.
Hour=8, Sec=2820, ControlIter=1, Element=Regulator.vreg2_a, Action= CHANGED 2 TAPS TO 1.03125.
Hour=8, Sec=2820, ControlIter=2, Element=Regulator.vreg2_a, Action= CHANGED 1 TAPS TO 1.0375.
Hour=8, Sec=2850, ControlIter=1, Element=Regulator.vreg4_b, Action= CHANGED -1 TAPS TO 1.025.
Hour=8, Sec=2850, ControlIter=1, Element=Regulator.vreg4_a, Action= CHANGED -1 TAPS TO 1.025.
Hour=8, Sec=2850, ControlIter=1, Element=Regulator.vreg3_b, Action= CHANGED -1 TAPS TO 1.025.
Hour=8, Sec=2850, ControlIter=1, Element=Regulator.vreg3_a, Action= CHANGED -1 TAPS TO 1.04375.
Hour=8, Sec=2850, ControlIter=1, Element=Regulator.vreg2_b, Action= CHANGED -1 TAPS TO 1.0125.
Hour=8, Sec=2850, ControlIter=1, Element=Regulator.vreg2_a, Action= CHANGED -1 TAPS TO 1.03125.
Hour=8, Sec=3240, ControlIter=1, Element=Regulator.vreg4_b, Action= CHANGED 2 TAPS TO 1.0375.
Hour=8, Sec=3240, ControlIter=1, Element=Regulator.vreg4_a, Action= CHANGED 2 TAPS TO 1.0375.
Hour=8, Sec=3240, ControlIter=1, Element=Regulator.vreg3_b, Action= CHANGED 1 TAPS TO 1.03125.
Hour=8, Sec=3240, ControlIter=1, Element=Regulator.vreg3_a, Action= CHANGED 2 TAPS TO 1.05625.
Hour=8, Sec=3240, ControlIter=1, Element=Regulator.vreg2_b, Action= CHANGED 2 TAPS TO 1.025.
Hour=8, Sec=3240, ControlIter=1, Element=Regulator.vreg2_a, Action= CHANGED 3 TAPS TO 1.05.
Hour=8, Sec=3270, ControlIter=1, Element=Regulator.vreg4_b, Action= CHANGED 3 TAPS TO 1.05625.
Hour=8, Sec=3270, ControlIter=1, Element=Regulator.vreg4_a, Action= CHANGED 2 TAPS TO 1.05.
Hour=8, Sec=3270, ControlIter=1, Element=Regulator.vreg3_b, Action= CHANGED 2 TAPS TO 1.04375.
Hour=8, Sec=3270, ControlIter=1, Element=Regulator.vreg3_a, Action= CHANGED 4 TAPS TO 1.08125.
Hour=8, Sec=3270, ControlIter=1, Element=Regulator.vreg2_b, Action= CHANGED 3 TAPS TO 1.04375.
Hour=8, Sec=3270, ControlIter=1, Element=Regulator.vreg2_a, Action= CHANGED 4 TAPS TO 1.075.
Hour=8, Sec=3270, ControlIter=2, Element=Capacitor.capbank2c, Action=**ARMED**, DELAY= 102 SEC
Hour=8, Sec=3270, ControlIter=2, Element=Regulator.vreg4_a, Action= CHANGED 1 TAPS TO 1.05625.
Hour=8, Sec=3270, ControlIter=2, Element=Regulator.vreg3_b, Action= CHANGED 1 TAPS TO 1.05.
Hour=8, Sec=3270, ControlIter=2, Element=Regulator.vreg2_a, Action= CHANGED -2 TAPS TO 1.0625.
Hour=8, Sec=3270, ControlIter=3, Element=Regulator.vreg4_c, Action= CHANGED 1 TAPS TO 1.03125.
Hour=8, Sec=3270, ControlIter=3, Element=Regulator.vreg2_c, Action= CHANGED 1 TAPS TO 1.0125.
Hour=8, Sec=3270, ControlIter=3, Element=Regulator.vreg2_b, Action= CHANGED -1 TAPS TO 1.0375.
Hour=8, Sec=3270, ControlIter=3, Element=Regulator.vreg2_a, Action= CHANGED -1 TAPS TO 1.05625.
Hour=8, Sec=3270, ControlIter=4, Element=Capacitor.capbank2c, Action=**RESET**
Hour=8, Sec=3270, ControlIter=4, Element=Regulator.vreg3_a, Action= CHANGED 1 TAPS TO 1.0875.
Hour=8, Sec=3270, ControlIter=5, Element=Regulator.vreg2_a, Action= CHANGED -1 TAPS TO 1.05.
Hour=8, Sec=3330, ControlIter=1, Element=Regulator.vreg4_a, Action= CHANGED -1 TAPS TO 1.05.
Hour=8, Sec=3330, ControlIter=1, Element=Regulator.vreg3_a, Action= CHANGED -1 TAPS TO 1.08125.
Hour=8, Sec=3330, ControlIter=1, Element=Regulator.vreg2_b, Action= CHANGED -2 TAPS TO 1.025.
Hour=8, Sec=3330, ControlIter=1, Element=Regulator.vreg2_a, Action= CHANGED -2 TAPS TO 1.0375.
Hour=8, Sec=3360, ControlIter=1, Element=Regulator.vreg4_b, Action= CHANGED -2 TAPS TO 1.04375.
Hour=8, Sec=3360, ControlIter=1, Element=Regulator.vreg4_a, Action= CHANGED -2 TAPS TO 1.0375.
Hour=8, Sec=3360, ControlIter=1, Element=Regulator.vreg3_b, Action= CHANGED -2 TAPS TO 1.0375.
Hour=8, Sec=3360, ControlIter=1, Element=Regulator.vreg3_a, Action= CHANGED -3 TAPS TO 1.0625.
Hour=8, Sec=3360, ControlIter=1, Element=Regulator.vreg2_b, Action= CHANGED -2 TAPS TO 1.0125.
Hour=8, Sec=3360, ControlIter=1, Element=Regulator.vreg2_a, Action= CHANGED -4 TAPS TO 1.0125.
Hour=8, Sec=3360, ControlIter=2, Element=Regulator.vreg4_b, Action= CHANGED -1 TAPS TO 1.0375.
Hour=8, Sec=3360, ControlIter=2, Element=Regulator.vreg3_a, Action= CHANGED -1 TAPS TO 1.05625.
Hour=8, Sec=3360, ControlIter=2, Element=Regulator.vreg2_a, Action= CHANGED 1 TAPS TO 1.01875.
Hour=8, Sec=3360, ControlIter=3, Element=Regulator.vreg2_a, Action= CHANGED 1 TAPS TO 1.025.
Hour=8, Sec=3360, ControlIter=4, Element=Regulator.vreg2_a, Action= CHANGED 1 TAPS TO 1.03125.
Hour=8, Sec=3390, ControlIter=1, Element=Regulator.vreg4_c, Action= CHANGED -1 TAPS TO 1.025.
Hour=8, Sec=3390, ControlIter=1, Element=Regulator.vreg4_b, Action= CHANGED -1 TAPS TO 1.03125.
Hour=8, Sec=3390, ControlIter=1, Element=Regulator.vreg4_a, Action= CHANGED -1 TAPS TO 1.03125.
Hour=8, Sec=3390, ControlIter=1, Element=Regulator.vreg3_b, Action= CHANGED -1 TAPS TO 1.03125.
Hour=8, Sec=3390, ControlIter=1, Element=Regulator.vreg2_c, Action= CHANGED -1 TAPS TO 1.00625.
Hour=8, Sec=3420, ControlIter=1, Element=Capacitor.capbank2a, Action=**ARMED**, DELAY= 100 SEC
Hour=8, Sec=3420, ControlIter=1, Element=Regulator.vreg4_b, Action= CHANGED -1 TAPS TO 1.025.
Hour=8, Sec=3420, ControlIter=1, Element=Regulator.vreg4_a, Action= CHANGED -1 TAPS TO 1.025.
Hour=8, Sec=3420, ControlIter=1, Element=Regulator.vreg3_b, Action= CHANGED -1 TAPS TO 1.025.
Hour=8, Sec=3420, ControlIter=1, Element=Regulator.vreg3_a, Action= CHANGED -2 TAPS TO 1.04375.
Hour=8, Sec=3420, ControlIter=1, Element=Regulator.vreg2_a, Action= CHANGED -2 TAPS TO 1.01875.
Hour=8, Sec=3420, ControlIter=2, Element=Capacitor.capbank2a, Action=**RESET**
Hour=8, Sec=3420, ControlIter=2, Element=Regulator.vreg2_a, Action= CHANGED 1 TAPS TO 1.025.
Hour=8, Sec=3450, ControlIter=1, Element=Regulator.vreg4_b, Action= CHANGED 1 TAPS TO 1.03125.
Hour=8, Sec=3450, ControlIter=1, Element=Regulator.vreg4_a, Action= CHANGED 1 TAPS TO 1.03125.
Hour=8, Sec=3450, ControlIter=1, Element=Regulator.vreg3_b, Action= CHANGED 1 TAPS TO 1.03125.
Hour=8, Sec=3450, ControlIter=1, Element=Regulator.vreg3_a, Action= CHANGED 1 TAPS TO 1.05.
Hour=8, Sec=3450, ControlIter=1, Element=Regulator.vreg2_b, Action= CHANGED 2 TAPS TO 1.025.
Hour=8, Sec=3450, ControlIter=1, Element=Regulator.vreg2_a, Action= CHANGED 2 TAPS TO 1.0375.
Hour=8, Sec=3480, ControlIter=1, Element=Regulator.vreg4_b, Action= CHANGED 2 TAPS TO 1.04375.
Hour=8, Sec=3480, ControlIter=1, Element=Regulator.vreg4_a, Action= CHANGED 2 TAPS TO 1.04375.
Hour=8, Sec=3480, ControlIter=1, Element=Regulator.vreg3_b, Action= CHANGED 1 TAPS TO 1.0375.
Hour=8, Sec=3480, ControlIter=1, Element=Regulator.vreg3_a, Action= CHANGED 2 TAPS TO 1.0625.
Hour=8, Sec=3480, ControlIter=1, Element=Regulator.vreg2_b, Action= CHANGED 1 TAPS TO 1.03125.
Hour=8, Sec=3480, ControlIter=1, Element=Regulator.vreg2_a, Action= CHANGED 3 TAPS TO 1.05625.
Hour=8, Sec=3480, ControlIter=2, Element=Regulator.vreg3_a, Action= CHANGED 1 TAPS TO 1.06875.
Hour=8, Sec=3480, ControlIter=3, Element=Regulator.vreg2_a, Action= CHANGED -1 TAPS TO 1.05.
Hour=8, Sec=3480, ControlIter=4, Element=Regulator.vreg2_a, Action= CHANGED -1 TAPS TO 1.04375.
Hour=8, Sec=3510, ControlIter=1, Element=Regulator.vreg4_a, Action= CHANGED -1 TAPS TO 1.0375.
Hour=8, Sec=3510, ControlIter=1, Element=Regulator.vreg3_a, Action= CHANGED -1 TAPS TO 1.0625.
Hour=8, Sec=3510, ControlIter=1, Element=Regulator.vreg2_b, Action= CHANGED -1 TAPS TO 1.025.
Hour=8, Sec=3510, ControlIter=1, Element=Regulator.vreg2_a, Action= CHANGED -2 TAPS TO 1.03125.
Hour=8, Sec=3510, ControlIter=2, Element=Regulator.vreg2_b, Action= CHANGED -1 TAPS TO 1.01875.
Hour=8, Sec=3540, ControlIter=1, Element=Regulator.vreg2_a, Action= CHANGED 1 TAPS TO 1.0375.
Hour=8, Sec=3570, ControlIter=1, Element=Capacitor.capbank2c, Action=**ARMED**, DELAY= 102 SEC
Hour=8, Sec=3570, ControlIter=1, Element=Regulator.vreg4_b, Action= CHANGED 2 TAPS TO 1.05625.
Hour=8, Sec=3570, ControlIter=1, Element=Regulator.vreg4_a, Action= CHANGED 3 TAPS TO 1.05625.
Hour=8, Sec=3570, ControlIter=1, Element=Regulator.vreg3_b, Action= CHANGED 2 TAPS TO 1.05.
Hour=8, Sec=3570, ControlIter=1, Element=Regulator.vreg3_a, Action= CHANGED 4 TAPS TO 1.0875.
Hour=8, Sec=3570, ControlIter=1, Element=Regulator.vreg2_b, Action= CHANGED 3 TAPS TO 1.0375.
Hour=8, Sec=3570, ControlIter=1, Element=Regulator.vreg2_a, Action= CHANGED 5 TAPS TO 1.06875.
Hour=8, Sec=3570, ControlIter=2, Element=Regulator.vreg4_c, Action= CHANGED 1 TAPS TO 1.03125.
Hour=8, Sec=3570, ControlIter=2, Element=Regulator.vreg4_b, Action= CHANGED 1 TAPS TO 1.0625.
Hour=8, Sec=3570, ControlIter=2, Element=Regulator.vreg4_a, Action= CHANGED 1 TAPS TO 1.0625.
Hour=8, Sec=3570, ControlIter=2, Element=Regulator.vreg3_b, Action= CHANGED 1 TAPS TO 1.05625.
Hour=8, Sec=3570, ControlIter=2, Element=Regulator.vreg2_c, Action= CHANGED 1 TAPS TO 1.0125.
Hour=8, Sec=3570, ControlIter=2, Element=Regulator.vreg2_a, Action= CHANGED -1 TAPS TO 1.0625.
Hour=8, Sec=3570, ControlIter=3, Element=Capacitor.capbank2c, Action=**CLOSED**
Hour=8, Sec=3570, ControlIter=4, Element=Regulator.vreg4_c, Action= CHANGED -1 TAPS TO 1.025.
Hour=8, Sec=3570, ControlIter=4, Element=Regulator.vreg3_a, Action= CHANGED 1 TAPS TO 1.09375.
Hour=8, Sec=3570, ControlIter=4, Element=Regulator.vreg2_c, Action= CHANGED -1 TAPS TO 1.00625.
Hour=8, Sec=3570, ControlIter=5, Element=Regulator.vreg2_a, Action= CHANGED -1 TAPS TO 1.05625.
Hour=8, Sec=3570, ControlIter=6, Element=Regulator.vreg2_a, Action= CHANGED -1 TAPS TO 1.05.
Hour=9, Sec=30, ControlIter=1, Element=Regulator.vreg2_b, Action= CHANGED -1 TAPS TO 1.03125.
Hour=9, Sec=30, ControlIter=1, Element=Regulator.vreg2_a, Action= CHANGED -2 TAPS TO 1.0375.
Hour=9, Sec=30, ControlIter=2, Element=Regulator.vreg2_b, Action= CHANGED -1 TAPS TO 1.025.
Hour=9, Sec=90, ControlIter=1, Element=Capacitor.capbank2c, Action=**ARMED**, DELAY= 102 SEC
Hour=9, Sec=90, ControlIter=1, Element=Regulator.vreg4_b, Action= CHANGED -1 TAPS TO 1.05625.
Hour=9, Sec=90, ControlIter=1, Element=Regulator.vreg4_a, Action= CHANGED -1 TAPS TO 1.05625.
Hour=9, Sec=90, ControlIter=1, Element=Regulator.vreg3_b, Action= CHANGED -1 TAPS TO 1.05.
Hour=9, Sec=90, ControlIter=1, Element=Regulator.vreg3_a, Action= CHANGED -2 TAPS TO 1.08125.
Hour=9, Sec=90, ControlIter=1, Element=Regulator.vreg2_b, Action= CHANGED -1 TAPS TO 1.01875.
Hour=9, Sec=90, ControlIter=1, Element=Regulator.vreg2_a, Action= CHANGED -2 TAPS TO 1.025.
Hour=9, Sec=90, ControlIter=2, Element=Regulator.vreg2_a, Action= CHANGED 1 TAPS TO 1.03125.
Hour=9, Sec=90, ControlIter=3, Element=Capacitor.capbank2c, Action=**OPENED**
Hour=9, Sec=120, ControlIter=1, Element=Regulator.vreg4_b, Action= CHANGED -1 TAPS TO 1.05.
Hour=9, Sec=120, ControlIter=1, Element=Regulator.vreg4_a, Action= CHANGED -1 TAPS TO 1.05.
Hour=9, Sec=120, ControlIter=1, Element=Regulator.vreg3_b, Action= CHANGED -1 TAPS TO 1.04375.
Hour=9, Sec=120, ControlIter=1, Element=Regulator.vreg3_a, Action= CHANGED -1 TAPS TO 1.075.
Hour=9, Sec=120, ControlIter=1, Element=Regulator.vreg2_a, Action= CHANGED -1 TAPS TO 1.025.
Hour=9, Sec=150, ControlIter=1, Element=Capacitor.capbank2a, Action=**ARMED**, DELAY= 100 SEC
Hour=9, Sec=150, ControlIter=1, Element=Regulator.vreg4_b, Action= CHANGED -3 TAPS TO 1.03125.
Hour=9, Sec=150, ControlIter=1, Element=Regulator.vreg4_a, Action= CHANGED -3 TAPS TO 1.03125.
Hour=9, Sec=150, ControlIter=1, Element=Regulator.vreg3_b, Action= CHANGED -2 TAPS TO 1.03125.
Hour=9, Sec=150, ControlIter=1, Element=Regulator.vreg3_a, Action= CHANGED -4 TAPS TO 1.05.
Hour=9, Sec=150, ControlIter=1, Element=Regulator.vreg2_b, Action= CHANGED -2 TAPS TO 1.00625.
Hour=9, Sec=150, ControlIter=1, Element=Regulator.vreg2_a, Action= CHANGED -3 TAPS TO 1.00625.
Hour=9, Sec=150, ControlIter=2, Element=Capacitor.capbank2a, Action=**RESET**
Hour=9, Sec=150, ControlIter=2, Element=Regulator.vreg4_a, Action= CHANGED -1 TAPS TO 1.025.
Hour=9, Sec=150, ControlIter=2, Element=Regulator.vreg3_b, Action= CHANGED -1 TAPS TO 1.025.
Hour=9, Sec=150, ControlIter=2, Element=Regulator.vreg2_a, Action= CHANGED 2 TAPS TO 1.01875.
Hour=9, Sec=150, ControlIter=3, Element=Regulator.vreg2_b, Action= CHANGED 1 TAPS TO 1.0125.
Hour=9, Sec=180, ControlIter=1, Element=Regulator.vreg4_b, Action= CHANGED -1 TAPS TO 1.025.
Hour=9, Sec=180, ControlIter=1, Element=Regulator.vreg3_a, Action= CHANGED -1 TAPS TO 1.04375.
Hour=9, Sec=180, ControlIter=2, Element=Regulator.vreg2_a, Action= CHANGED 1 TAPS TO 1.025.
Hour=9, Sec=270, ControlIter=1, Element=Regulator.vreg4_b, Action= CHANGED 1 TAPS TO 1.03125.
Hour=9, Sec=270, ControlIter=1, Element=Regulator.vreg4_a, Action= CHANGED 1 TAPS TO 1.03125.
Hour=9, Sec=270, ControlIter=1, Element=Regulator.vreg3_a, Action= CHANGED 1 TAPS TO 1.05.
Hour=9, Sec=270, ControlIter=1, Element=Regulator.vreg2_b, Action= CHANGED 2 TAPS TO 1.025.
Hour=9, Sec=270, ControlIter=1, Element=Regulator.vreg2_a, Action= CHANGED 2 TAPS TO 1.0375.
Hour=9, Sec=300, ControlIter=1, Element=Capacitor.capbank2a, Action=**ARMED**, DELAY= 100 SEC
Hour=9, Sec=300, ControlIter=1, Element=Regulator.vreg4_b, Action= CHANGED -1 TAPS TO 1.025.
Hour=9, Sec=300, ControlIter=1, Element=Regulator.vreg4_a, Action= CHANGED -1 TAPS TO 1.025.
Hour=9, Sec=300, ControlIter=1, Element=Regulator.vreg3_a, Action= CHANGED -1 TAPS TO 1.04375.
Hour=9, Sec=300, ControlIter=1, Element=Regulator.vreg2_b, Action= CHANGED -1 TAPS TO 1.01875.
Hour=9, Sec=300, ControlIter=1, Element=Regulator.vreg2_a, Action= CHANGED -2 TAPS TO 1.025.
Hour=9, Sec=300, ControlIter=2, Element=Capacitor.capbank2a, Action=**OPENED**
Hour=9, Sec=300, ControlIter=3, Element=Regulator.vreg2_a, Action= CHANGED 1 TAPS TO 1.03125.
Hour=9, Sec=360, ControlIter=1, Element=Capacitor.capbank2a, Action=**ARMED**, DELAY= 340 SEC
Hour=9, Sec=360, ControlIter=1, Element=Regulator.vreg4_b, Action= CHANGED 4 TAPS TO 1.05.
Hour=9, Sec=360, ControlIter=1, Element=Regulator.vreg4_a, Action= CHANGED 6 TAPS TO 1.0625.
Hour=9, Sec=360, ControlIter=1, Element=Regulator.vreg3_b, Action= CHANGED 3 TAPS TO 1.04375.
Hour=9, Sec=360, ControlIter=1, Element=Regulator.vreg3_a, Action= CHANGED 7 TAPS TO 1.0875.
Hour=9, Sec=360, ControlIter=1, Element=Regulator.vreg2_b, Action= CHANGED 4 TAPS TO 1.04375.
Hour=9, Sec=360, ControlIter=1, Element=Regulator.vreg2_a, Action= CHANGED 10 TAPS TO 1.09375.
Hour=9, Sec=360, ControlIter=1, Element=Regulator.feeder_rega, Action= CHANGED 1 TAPS TO 1.01875.
Hour=9, Sec=360, ControlIter=2, Element=Capacitor.capbank2c, Action=**ARMED**, DELAY= 132 SEC
Hour=9, Sec=360, ControlIter=2, Element=Regulator.vreg4_b, Action= CHANGED 1 TAPS TO 1.05625.
Hour=9, Sec=360, ControlIter=2, Element=Regulator.vreg3_b, Action= CHANGED 1 TAPS TO 1.05.
Hour=9, Sec=360, ControlIter=2, Element=Regulator.vreg2_a, Action= CHANGED -4 TAPS TO 1.06875.
Hour=9, Sec=360, ControlIter=3, Element=Regulator.vreg2_b, Action= CHANGED -1 TAPS TO 1.0375.
Hour=9, Sec=360, ControlIter=3, Element=Regulator.vreg2_a, Action= CHANGED -2 TAPS TO 1.05625.
Hour=9, Sec=360, ControlIter=4, Element=Regulator.vreg2_a, Action= CHANGED -1 TAPS TO 1.05.
Hour=9, Sec=360, ControlIter=5, Element=Capacitor.capbank2c, Action=**CLOSED**
Hour=9, Sec=360, ControlIter=6, Element=Capacitor.capbank2a, Action=**CLOSED**
Hour=9, Sec=360, ControlIter=7, Element=Regulator.vreg4_b, Action= CHANGED 1 TAPS TO 1.0625.
Hour=9, Sec=360, ControlIter=7, Element=Regulator.vreg4_a, Action= CHANGED -1 TAPS TO 1.05625.
Hour=9, Sec=360, ControlIter=7, Element=Regulator.vreg3_b, Action= CHANGED 1 TAPS TO 1.05625.
Hour=9, Sec=360, ControlIter=7, Element=Regulator.vreg3_a, Action= CHANGED -1 TAPS TO 1.08125.
Hour=9, Sec=360, ControlIter=7, Element=Regulator.vreg2_a, Action= CHANGED -2 TAPS TO 1.0375.
Hour=9, Sec=360, ControlIter=8, Element=Regulator.vreg2_b, Action= CHANGED -1 TAPS TO 1.03125.
Hour=9, Sec=480, ControlIter=1, Element=Capacitor.capbank2c, Action=**ARMED**, DELAY= 102 SEC
Hour=9, Sec=480, ControlIter=1, Element=Regulator.vreg4_b, Action= CHANGED -1 TAPS TO 1.05625.
Hour=9, Sec=480, ControlIter=1, Element=Regulator.vreg4_a, Action= CHANGED -1 TAPS TO 1.05.
Hour=9, Sec=480, ControlIter=1, Element=Regulator.vreg3_b, Action= CHANGED -1 TAPS TO 1.05.
Hour=9, Sec=480, ControlIter=1, Element=Regulator.vreg3_a, Action= CHANGED -1 TAPS TO 1.075.
Hour=9, Sec=480, ControlIter=1, Element=Regulator.vreg2_b, Action= CHANGED -1 TAPS TO 1.025.
Hour=9, Sec=480, ControlIter=1, Element=Regulator.vreg2_a, Action= CHANGED -1 TAPS TO 1.03125.
Hour=9, Sec=480, ControlIter=2, Element=Capacitor.capbank2c, Action=**OPENED**
Hour=9, Sec=510, ControlIter=1, Element=Capacitor.capbank2c, Action=**ARMED**, DELAY= 372 SEC
Hour=9, Sec=510, ControlIter=1, Element=Regulator.vreg4_c, Action= CHANGED 1 TAPS TO 1.03125.
Hour=9, Sec=510, ControlIter=1, Element=Regulator.vreg4_b, Action= CHANGED 1 TAPS TO 1.0625.
Hour=9, Sec=510, ControlIter=1, Element=Regulator.vreg3_b, Action= CHANGED 1 TAPS TO 1.05625.
Hour=9, Sec=510, ControlIter=1, Element=Regulator.vreg2_b, Action= CHANGED 1 TAPS TO 1.03125.
Hour=9, Sec=510, ControlIter=1, Element=Regulator.vreg2_a, Action= CHANGED 2 TAPS TO 1.04375.
Hour=9, Sec=510, ControlIter=2, Element=Regulator.vreg2_c, Action= CHANGED 1 TAPS TO 1.0125.
Hour=9, Sec=510, ControlIter=2, Element=Regulator.vreg2_a, Action= CHANGED 1 TAPS TO 1.05.
Hour=9, Sec=510, ControlIter=3, Element=Capacitor.capbank2c, Action=**CLOSED**
Hour=9, Sec=510, ControlIter=4, Element=Regulator.vreg4_c, Action= CHANGED -1 TAPS TO 1.025.
Hour=9, Sec=510, ControlIter=4, Element=Regulator.vreg3_a, Action= CHANGED 1 TAPS TO 1.08125.
Hour=9, Sec=510, ControlIter=4, Element=Regulator.vreg2_c, Action= CHANGED -1 TAPS TO 1.00625.
Hour=9, Sec=720, ControlIter=1, Element=Regulator.vreg4_a, Action= CHANGED 1 TAPS TO 1.05625.
Hour=9, Sec=720, ControlIter=2, Element=Regulator.vreg4_b, Action= CHANGED 1 TAPS TO 1.06875.
Hour=9, Sec=840, ControlIter=1, Element=Regulator.vreg4_b, Action= CHANGED -1 TAPS TO 1.0625.
Hour=9, Sec=840, ControlIter=1, Element=Regulator.vreg2_b, Action= CHANGED -1 TAPS TO 1.025.
Hour=9, Sec=840, ControlIter=1, Element=Regulator.vreg2_a, Action= CHANGED -1 TAPS TO 1.04375.
Hour=9, Sec=870, ControlIter=1, Element=Capacitor.capbank2c, Action=**ARMED**, DELAY= 102 SEC
Hour=9, Sec=870, ControlIter=1, Element=Regulator.vreg4_b, Action= CHANGED -2 TAPS TO 1.05.
Hour=9, Sec=870, ControlIter=1, Element=Regulator.vreg4_a, Action= CHANGED -2 TAPS TO 1.04375.
Hour=9, Sec=870, ControlIter=1, Element=Regulator.vreg3_b, Action= CHANGED -2 TAPS TO 1.04375.
Hour=9, Sec=870, ControlIter=1, Element=Regulator.vreg3_a, Action= CHANGED -2 TAPS TO 1.06875.
Hour=9, Sec=870, ControlIter=1, Element=Regulator.vreg2_b, Action= CHANGED -2 TAPS TO 1.0125.
Hour=9, Sec=870, ControlIter=1, Element=Regulator.vreg2_a, Action= CHANGED -3 TAPS TO 1.025.
Hour=9, Sec=870, ControlIter=1, Element=Regulator.feeder_rega, Action= CHANGED -1 TAPS TO 1.0125.
Hour=9, Sec=870, ControlIter=2, Element=Regulator.vreg3_c, Action= CHANGED -1 TAPS TO 0.99375.
Hour=9, Sec=870, ControlIter=2, Element=Regulator.vreg2_c, Action= CHANGED -1 TAPS TO 1.
Hour=9, Sec=870, ControlIter=2, Element=Regulator.vreg2_b, Action= CHANGED 1 TAPS TO 1.01875.
Hour=9, Sec=870, ControlIter=2, Element=Regulator.vreg2_a, Action= CHANGED 2 TAPS TO 1.0375.
Hour=9, Sec=870, ControlIter=3, Element=Capacitor.capbank2c, Action=**OPENED**
Hour=9, Sec=870, ControlIter=4, Element=Regulator.vreg3_c, Action= CHANGED 1 TAPS TO 1.
Hour=9, Sec=870, ControlIter=4, Element=Regulator.vreg2_c, Action= CHANGED 2 TAPS TO 1.0125.
Hour=9, Sec=900, ControlIter=1, Element=Regulator.vreg4_b, Action= CHANGED -1 TAPS TO 1.04375.
Hour=9, Sec=900, ControlIter=1, Element=Regulator.vreg4_a, Action= CHANGED -1 TAPS TO 1.0375.
Hour=9, Sec=900, ControlIter=1, Element=Regulator.vreg3_b, Action= CHANGED -1 TAPS TO 1.0375.
Hour=9, Sec=900, ControlIter=1, Element=Regulator.vreg3_a, Action= CHANGED -1 TAPS TO 1.0625.
Hour=9, Sec=900, ControlIter=1, Element=Regulator.vreg2_b, Action= CHANGED -1 TAPS TO 1.0125.
Hour=9, Sec=900, ControlIter=1, Element=Regulator.vreg2_a, Action= CHANGED -1 TAPS TO 1.03125.
Hour=9, Sec=930, ControlIter=1, Element=Regulator.vreg4_b, Action= CHANGED -2 TAPS TO 1.03125.
Hour=9, Sec=930, ControlIter=1, Element=Regulator.vreg4_a, Action= CHANGED -1 TAPS TO 1.03125.
Hour=9, Sec=930, ControlIter=1, Element=Regulator.vreg3_b, Action= CHANGED -1 TAPS TO 1.03125.
Hour=9, Sec=930, ControlIter=1, Element=Regulator.vreg3_a, Action= CHANGED -2 TAPS TO 1.05.
Hour=9, Sec=930, ControlIter=1, Element=Regulator.vreg2_c, Action= CHANGED -1 TAPS TO 1.00625.
Hour=9, Sec=930, ControlIter=1, Element=Regulator.vreg2_a, Action= CHANGED -2 TAPS TO 1.01875.
Hour=9, Sec=930, ControlIter=2, Element=Regulator.vreg2_a, Action= CHANGED 1 TAPS TO 1.025.
Hour=9, Sec=990, ControlIter=1, Element=Regulator.vreg3_b, Action= CHANGED -1 TAPS TO 1.025.
Hour=9, Sec=1020, ControlIter=1, Element=Regulator.vreg4_a, Action= CHANGED -1 TAPS TO 1.025.
Hour=9, Sec=1050, ControlIter=1, Element=Regulator.vreg4_b, Action= CHANGED -1 TAPS TO 1.025.
Hour=9, Sec=1050, ControlIter=1, Element=Regulator.vreg3_a, Action= CHANGED -1 TAPS TO 1.04375.
Hour=9, Sec=1200, ControlIter=1, Element=Regulator.vreg2_a, Action= CHANGED 1 TAPS TO 1.03125.
Hour=9, Sec=1230, ControlIter=1, Element=Regulator.vreg4_b, Action= CHANGED 2 TAPS TO 1.0375.
Hour=9, Sec=1230, ControlIter=1, Element=Regulator.vreg4_a, Action= CHANGED 2 TAPS TO 1.0375.
Hour=9, Sec=1230, ControlIter=1, Element=Regulator.vreg3_b, Action= CHANGED 1 TAPS TO 1.03125.
Hour=9, Sec=1230, ControlIter=1, Element=Regulator.vreg3_a, Action= CHANGED 2 TAPS TO 1.05625.
Hour=9, Sec=1230, ControlIter=1, Element=Regulator.vreg2_b, Action= CHANGED 2 TAPS TO 1.025.
Hour=9, Sec=1230, ControlIter=1, Element=Regulator.vreg2_a, Action= CHANGED 3 TAPS TO 1.05.
Hour=9, Sec=1260, ControlIter=1, Element=Regulator.vreg2_a, Action= CHANGED -2 TAPS TO 1.0375.
Hour=9, Sec=1290, ControlIter=1, Element=Regulator.vreg4_b, Action= CHANGED -1 TAPS TO 1.03125.
Hour=9, Sec=1290, ControlIter=1, Element=Regulator.vreg4_a, Action= CHANGED -2 TAPS TO 1.025.
Hour=9, Sec=1290, ControlIter=1, Element=Regulator.vreg3_b, Action= CHANGED -1 TAPS TO 1.025.
Hour=9, Sec=1290, ControlIter=1, Element=Regulator.vreg3_a, Action= CHANGED -1 TAPS TO 1.05.
Hour=9, Sec=1290, ControlIter=1, Element=Regulator.vreg2_b, Action= CHANGED -1 TAPS TO 1.01875.
Hour=9, Sec=1290, ControlIter=1, Element=Regulator.vreg2_a, Action= CHANGED -2 TAPS TO 1.025.
Hour=9, Sec=1740, ControlIter=1, Element=Regulator.vreg4_b, Action= CHANGED -1 TAPS TO 1.025.
Hour=9, Sec=1770, ControlIter=1, Element=Regulator.vreg3_a, Action= CHANGED -1 TAPS TO 1.04375.
Hour=9, Sec=1950, ControlIter=1, Element=Regulator.vreg3_a, Action= CHANGED 1 TAPS TO 1.05.
Hour=9, Sec=1950, ControlIter=1, Element=Regulator.vreg2_a, Action= CHANGED 2 TAPS TO 1.0375.
Hour=9, Sec=1950, ControlIter=2, Element=Regulator.vreg2_b, Action= CHANGED 1 TAPS TO 1.025.
Hour=9, Sec=1980, ControlIter=1, Element=Regulator.vreg4_b, Action= CHANGED 1 TAPS TO 1.03125.
Hour=9, Sec=1980, ControlIter=1, Element=Regulator.vreg4_a, Action= CHANGED 1 TAPS TO 1.03125.
Hour=9, Sec=1980, ControlIter=1, Element=Regulator.vreg3_b, Action= CHANGED 1 TAPS TO 1.03125.
Hour=9, Sec=1980, ControlIter=1, Element=Regulator.vreg3_a, Action= CHANGED 1 TAPS TO 1.05625.
Hour=9, Sec=1980, ControlIter=1, Element=Regulator.vreg2_a, Action= CHANGED 1 TAPS TO 1.04375.
Hour=9, Sec=2040, ControlIter=1, Element=Regulator.vreg4_b, Action= CHANGED 2 TAPS TO 1.04375.
Hour=9, Sec=2040, ControlIter=1, Element=Regulator.vreg4_a, Action= CHANGED 2 TAPS TO 1.04375.
Hour=9, Sec=2040, ControlIter=1, Element=Regulator.vreg3_b, Action= CHANGED 2 TAPS TO 1.04375.
Hour=9, Sec=2040, ControlIter=1, Element=Regulator.vreg3_a, Action= CHANGED 2 TAPS TO 1.06875.
Hour=9, Sec=2040, ControlIter=1, Element=Regulator.vreg2_b, Action= CHANGED 2 TAPS TO 1.0375.
Hour=9, Sec=2040, ControlIter=1, Element=Regulator.vreg2_a, Action= CHANGED 2 TAPS TO 1.05625.
Hour=9, Sec=2040, ControlIter=2, Element=Regulator.vreg4_b, Action= CHANGED 1 TAPS TO 1.05.
Hour=9, Sec=2040, ControlIter=2, Element=Regulator.vreg4_a, Action= CHANGED 1 TAPS TO 1.05.
Hour=9, Sec=2040, ControlIter=2, Element=Regulator.vreg3_a, Action= CHANGED 1 TAPS TO 1.075.
Hour=9, Sec=2040, ControlIter=3, Element=Regulator.vreg2_a, Action= CHANGED -1 TAPS TO 1.05.
Hour=9, Sec=2070, ControlIter=1, Element=Regulator.vreg2_b, Action= CHANGED -2 TAPS TO 1.025.
Hour=9, Sec=2070, ControlIter=1, Element=Regulator.vreg2_a, Action= CHANGED -2 TAPS TO 1.0375.
Hour=9, Sec=2100, ControlIter=1, Element=Regulator.vreg4_b, Action= CHANGED 1 TAPS TO 1.05625.
Hour=9, Sec=2100, ControlIter=1, Element=Regulator.vreg3_a, Action= CHANGED 1 TAPS TO 1.08125.
Hour=9, Sec=2100, ControlIter=1, Element=Regulator.vreg2_b, Action= CHANGED 1 TAPS TO 1.03125.
Hour=9, Sec=2100, ControlIter=1, Element=Regulator.vreg2_a, Action= CHANGED 1 TAPS TO 1.04375.
Hour=9, Sec=2130, ControlIter=1, Element=Capacitor.capbank2c, Action=**ARMED**, DELAY= 102 SEC
Hour=9, Sec=2130, ControlIter=1, Element=Regulator.vreg4_c, Action= CHANGED 1 TAPS TO 1.03125.
Hour=9, Sec=2130, ControlIter=1, Element=Regulator.vreg4_b, Action= CHANGED 1 TAPS TO 1.0625.
Hour=9, Sec=2130, ControlIter=1, Element=Regulator.vreg4_a, Action= CHANGED 1 TAPS TO 1.05625.
Hour=9, Sec=2130, ControlIter=1, Element=Regulator.vreg3_b, Action= CHANGED 1 TAPS TO 1.05.
Hour=9, Sec=2130, ControlIter=1, Element=Regulator.vreg3_a, Action= CHANGED 1 TAPS TO 1.0875.
Hour=9, Sec=2130, ControlIter=1, Element=Regulator.vreg2_b, Action= CHANGED 1 TAPS TO 1.0375.
Hour=9, Sec=2130, ControlIter=1, Element=Regulator.vreg2_a, Action= CHANGED 1 TAPS TO 1.05.
Hour=9, Sec=2130, ControlIter=2, Element=Regulator.vreg2_c, Action= CHANGED 1 TAPS TO 1.0125.
Hour=9, Sec=2130, ControlIter=3, Element=Capacitor.capbank2c, Action=**CLOSED**
Hour=9, Sec=2130, ControlIter=4, Element=Regulator.vreg4_c, Action= CHANGED -1 TAPS TO 1.025.
Hour=9, Sec=2130, ControlIter=4, Element=Regulator.vreg2_c, Action= CHANGED -1 TAPS TO 1.00625.
Hour=9, Sec=2220, ControlIter=1, Element=Regulator.vreg4_a, Action= CHANGED 1 TAPS TO 1.0625.
Hour=9, Sec=2280, ControlIter=1, Element=Capacitor.capbank2c, Action=**ARMED**, DELAY= 102 SEC
Hour=9, Sec=2280, ControlIter=1, Element=Regulator.vreg4_b, Action= CHANGED -1 TAPS TO 1.05625.
Hour=9, Sec=2280, ControlIter=1, Element=Regulator.vreg4_a, Action= CHANGED -2 TAPS TO 1.05.
Hour=9, Sec=2280, ControlIter=1, Element=Regulator.vreg3_a, Action= CHANGED -2 TAPS TO 1.075.
Hour=9, Sec=2280, ControlIter=1, Element=Regulator.vreg2_b, Action= CHANGED -2 TAPS TO 1.025.
Hour=9, Sec=2280, ControlIter=1, Element=Regulator.vreg2_a, Action= CHANGED -3 TAPS TO 1.03125.
Hour=9, Sec=2280, ControlIter=2, Element=Regulator.vreg2_b, Action= CHANGED -1 TAPS TO 1.01875.
Hour=9, Sec=2280, ControlIter=3, Element=Capacitor.capbank2c, Action=**OPENED**
Hour=9, Sec=2280, ControlIter=4, Element=Regulator.vreg4_b, Action= CHANGED -1 TAPS TO 1.05.
Hour=9, Sec=2280, ControlIter=4, Element=Regulator.vreg3_b, Action= CHANGED -1 TAPS TO 1.04375.
Hour=9, Sec=2310, ControlIter=1, Element=Regulator.vreg4_a, Action= CHANGED -1 TAPS TO 1.04375.
Hour=9, Sec=2310, ControlIter=1, Element=Regulator.vreg3_a, Action= CHANGED -1 TAPS TO 1.06875.
Hour=9, Sec=2370, ControlIter=1, Element=Regulator.vreg4_b, Action= CHANGED -1 TAPS TO 1.04375.
Hour=9, Sec=2400, ControlIter=1, Element=Regulator.vreg4_b, Action= CHANGED -2 TAPS TO 1.03125.
Hour=9, Sec=2400, ControlIter=1, Element=Regulator.vreg4_a, Action= CHANGED -2 TAPS TO 1.03125.
Hour=9, Sec=2400, ControlIter=1, Element=Regulator.vreg3_b, Action= CHANGED -2 TAPS TO 1.03125.
Hour=9, Sec=2400, ControlIter=1, Element=Regulator.vreg3_a, Action= CHANGED -2 TAPS TO 1.05625.
Hour=9, Sec=2400, ControlIter=1, Element=Regulator.vreg2_b, Action= CHANGED -2 TAPS TO 1.00625.
Hour=9, Sec=2400, ControlIter=1, Element=Regulator.vreg2_a, Action= CHANGED -2 TAPS TO 1.01875.
Hour=9, Sec=2400, ControlIter=2, Element=Regulator.vreg3_a, Action= CHANGED -1 TAPS TO 1.05.
Hour=9, Sec=2400, ControlIter=3, Element=Regulator.vreg2_a, Action= CHANGED 1 TAPS TO 1.025.
Hour=9, Sec=2430, ControlIter=1, Element=Regulator.vreg4_b, Action= CHANGED -1 TAPS TO 1.025.
Hour=9, Sec=2430, ControlIter=1, Element=Regulator.vreg4_a, Action= CHANGED -1 TAPS TO 1.025.
Hour=9, Sec=2430, ControlIter=1, Element=Regulator.vreg3_b, Action= CHANGED -1 TAPS TO 1.025.
Hour=9, Sec=2430, ControlIter=1, Element=Regulator.vreg3_a, Action= CHANGED -1 TAPS TO 1.04375.
Hour=9, Sec=2430, ControlIter=2, Element=Regulator.vreg2_b, Action= CHANGED 1 TAPS TO 1.0125.
Hour=9, Sec=2790, ControlIter=1, Element=Regulator.vreg4_b, Action= CHANGED 4 TAPS TO 1.05.
Hour=9, Sec=2790, ControlIter=1, Element=Regulator.vreg4_a, Action= CHANGED 4 TAPS TO 1.05.
Hour=9, Sec=2790, ControlIter=1, Element=Regulator.vreg3_b, Action= CHANGED 3 TAPS TO 1.04375.
Hour=9, Sec=2790, ControlIter=1, Element=Regulator.vreg3_a, Action= CHANGED 4 TAPS TO 1.06875.
Hour=9, Sec=2790, ControlIter=1, Element=Regulator.vreg2_b, Action= CHANGED 4 TAPS TO 1.0375.
Hour=9, Sec=2790, ControlIter=1, Element=Regulator.vreg2_a, Action= CHANGED 7 TAPS TO 1.06875.
Hour=9, Sec=2790, ControlIter=2, Element=Regulator.vreg3_a, Action= CHANGED 1 TAPS TO 1.075.
Hour=9, Sec=2790, ControlIter=2, Element=Regulator.vreg2_a, Action= CHANGED -1 TAPS TO 1.0625.
Hour=9, Sec=2790, ControlIter=3, Element=Regulator.vreg2_a, Action= CHANGED -1 TAPS TO 1.05625.
Hour=9, Sec=2820, ControlIter=1, Element=Regulator.vreg4_b, Action= CHANGED -2 TAPS TO 1.0375.
Hour=9, Sec=2820, ControlIter=1, Element=Regulator.vreg4_a, Action= CHANGED -2 TAPS TO 1.0375.
Hour=9, Sec=2820, ControlIter=1, Element=Regulator.vreg3_b, Action= CHANGED -2 TAPS TO 1.03125.
Hour=9, Sec=2820, ControlIter=1, Element=Regulator.vreg3_a, Action= CHANGED -2 TAPS TO 1.0625.
Hour=9, Sec=2820, ControlIter=1, Element=Regulator.vreg2_b, Action= CHANGED -4 TAPS TO 1.0125.
Hour=9, Sec=2820, ControlIter=1, Element=Regulator.vreg2_a, Action= CHANGED -5 TAPS TO 1.025.
Hour=9, Sec=2820, ControlIter=2, Element=Regulator.vreg4_b, Action= CHANGED -1 TAPS TO 1.03125.
Hour=9, Sec=2820, ControlIter=2, Element=Regulator.vreg4_a, Action= CHANGED -1 TAPS TO 1.03125.
Hour=9, Sec=2820, ControlIter=2, Element=Regulator.vreg3_a, Action= CHANGED -2 TAPS TO 1.05.
Hour=9, Sec=2820, ControlIter=2, Element=Regulator.vreg2_a, Action= CHANGED -1 TAPS TO 1.01875.
Hour=9, Sec=2820, ControlIter=3, Element=Regulator.vreg2_a, Action= CHANGED 1 TAPS TO 1.025.
Hour=9, Sec=2850, ControlIter=1, Element=Regulator.vreg4_b, Action= CHANGED 2 TAPS TO 1.04375.
Hour=9, Sec=2850, ControlIter=1, Element=Regulator.vreg4_a, Action= CHANGED 2 TAPS TO 1.04375.
Hour=9, Sec=2850, ControlIter=1, Element=Regulator.vreg3_b, Action= CHANGED 2 TAPS TO 1.04375.
Hour=9, Sec=2850, ControlIter=1, Element=Regulator.vreg3_a, Action= CHANGED 3 TAPS TO 1.06875.
Hour=9, Sec=2850, ControlIter=1, Element=Regulator.vreg2_b, Action= CHANGED 3 TAPS TO 1.03125.
Hour=9, Sec=2850, ControlIter=1, Element=Regulator.vreg2_a, Action= CHANGED 5 TAPS TO 1.05625.
Hour=9, Sec=2880, ControlIter=1, Element=Regulator.vreg4_b, Action= CHANGED 2 TAPS TO 1.05625.
Hour=9, Sec=2880, ControlIter=1, Element=Regulator.vreg4_a, Action= CHANGED 2 TAPS TO 1.05625.
Hour=9, Sec=2880, ControlIter=1, Element=Regulator.vreg3_b, Action= CHANGED 1 TAPS TO 1.05.
Hour=9, Sec=2880, ControlIter=1, Element=Regulator.vreg3_a, Action= CHANGED 2 TAPS TO 1.08125.
Hour=9, Sec=2880, ControlIter=1, Element=Regulator.vreg2_a, Action= CHANGED 1 TAPS TO 1.0625.
Hour=9, Sec=2880, ControlIter=2, Element=Regulator.vreg2_a, Action= CHANGED -1 TAPS TO 1.05625.
Hour=9, Sec=2940, ControlIter=1, Element=Regulator.vreg4_b, Action= CHANGED -2 TAPS TO 1.04375.
Hour=9, Sec=2940, ControlIter=1, Element=Regulator.vreg4_a, Action= CHANGED -2 TAPS TO 1.04375.
Hour=9, Sec=2940, ControlIter=1, Element=Regulator.vreg3_b, Action= CHANGED -1 TAPS TO 1.04375.
Hour=9, Sec=2940, ControlIter=1, Element=Regulator.vreg3_a, Action= CHANGED -2 TAPS TO 1.06875.
Hour=9, Sec=2940, ControlIter=1, Element=Regulator.vreg2_b, Action= CHANGED -2 TAPS TO 1.01875.
Hour=9, Sec=2940, ControlIter=1, Element=Regulator.vreg2_a, Action= CHANGED -4 TAPS TO 1.03125.
Hour=9, Sec=2970, ControlIter=1, Element=Regulator.vreg4_b, Action= CHANGED 1 TAPS TO 1.05.
Hour=9, Sec=2970, ControlIter=1, Element=Regulator.vreg4_a, Action= CHANGED 1 TAPS TO 1.05.
Hour=9, Sec=2970, ControlIter=1, Element=Regulator.vreg3_a, Action= CHANGED 2 TAPS TO 1.08125.
Hour=9, Sec=2970, ControlIter=1, Element=Regulator.vreg2_b, Action= CHANGED 1 TAPS TO 1.025.
Hour=9, Sec=2970, ControlIter=1, Element=Regulator.vreg2_a, Action= CHANGED 3 TAPS TO 1.05.
Hour=9, Sec=2970, ControlIter=2, Element=Regulator.vreg2_b, Action= CHANGED 1 TAPS TO 1.03125.
Hour=9, Sec=3000, ControlIter=1, Element=Capacitor.capbank2c, Action=**ARMED**, DELAY= 102 SEC
Hour=9, Sec=3000, ControlIter=1, Element=Regulator.vreg4_c, Action= CHANGED 1 TAPS TO 1.03125.
Hour=9, Sec=3000, ControlIter=1, Element=Regulator.vreg4_b, Action= CHANGED 2 TAPS TO 1.0625.
Hour=9, Sec=3000, ControlIter=1, Element=Regulator.vreg4_a, Action= CHANGED 2 TAPS TO 1.0625.
Hour=9, Sec=3000, ControlIter=1, Element=Regulator.vreg3_b, Action= CHANGED 2 TAPS TO 1.05625.
Hour=9, Sec=3000, ControlIter=1, Element=Regulator.vreg3_a, Action= CHANGED 1 TAPS TO 1.0875.
Hour=9, Sec=3000, ControlIter=1, Element=Regulator.vreg2_b, Action= CHANGED 2 TAPS TO 1.04375.
Hour=9, Sec=3000, ControlIter=1, Element=Regulator.vreg2_a, Action= CHANGED 1 TAPS TO 1.05625.
Hour=9, Sec=3000, ControlIter=2, Element=Regulator.vreg3_a, Action= CHANGED 1 TAPS TO 1.09375.
Hour=9, Sec=3000, ControlIter=2, Element=Regulator.vreg2_c, Action= CHANGED 1 TAPS TO 1.0125.
Hour=9, Sec=3000, ControlIter=2, Element=Regulator.vreg2_b, Action= CHANGED -1 TAPS TO 1.0375.
Hour=9, Sec=3000, ControlIter=3, Element=Regulator.vreg2_a, Action= CHANGED -1 TAPS TO 1.05.
Hour=9, Sec=3000, ControlIter=4, Element=Capacitor.capbank2c, Action=**CLOSED**
Hour=9, Sec=3000, ControlIter=5, Element=Regulator.vreg4_c, Action= CHANGED -1 TAPS TO 1.025.
Hour=9, Sec=3000, ControlIter=5, Element=Regulator.vreg2_c, Action= CHANGED -1 TAPS TO 1.00625.
Hour=9, Sec=3090, ControlIter=1, Element=Regulator.vreg4_b, Action= CHANGED 1 TAPS TO 1.06875.
Hour=9, Sec=3450, ControlIter=1, Element=Regulator.vreg2_b, Action= CHANGED -1 TAPS TO 1.03125.
Hour=9, Sec=3480, ControlIter=1, Element=Capacitor.capbank2c, Action=**ARMED**, DELAY= 102 SEC
Hour=9, Sec=3480, ControlIter=1, Element=Regulator.vreg4_b, Action= CHANGED -2 TAPS TO 1.05625.
Hour=9, Sec=3480, ControlIter=1, Element=Regulator.vreg4_a, Action= CHANGED -1 TAPS TO 1.05625.
Hour=9, Sec=3480, ControlIter=1, Element=Regulator.vreg3_b, Action= CHANGED -1 TAPS TO 1.05.
Hour=9, Sec=3480, ControlIter=1, Element=Regulator.vreg3_a, Action= CHANGED -2 TAPS TO 1.08125.
Hour=9, Sec=3480, ControlIter=1, Element=Regulator.vreg2_b, Action= CHANGED -2 TAPS TO 1.01875.
Hour=9, Sec=3480, ControlIter=1, Element=Regulator.vreg2_a, Action= CHANGED -3 TAPS TO 1.03125.
Hour=9, Sec=3480, ControlIter=2, Element=Capacitor.capbank2c, Action=**OPENED**
Hour=9, Sec=3510, ControlIter=1, Element=Regulator.vreg4_b, Action= CHANGED -2 TAPS TO 1.04375.
Hour=9, Sec=3510, ControlIter=1, Element=Regulator.vreg4_a, Action= CHANGED -2 TAPS TO 1.04375.
Hour=9, Sec=3510, ControlIter=1, Element=Regulator.vreg3_b, Action= CHANGED -2 TAPS TO 1.0375.
Hour=9, Sec=3510, ControlIter=1, Element=Regulator.vreg3_a, Action= CHANGED -2 TAPS TO 1.06875.
Hour=9, Sec=3510, ControlIter=1, Element=Regulator.vreg2_b, Action= CHANGED -1 TAPS TO 1.0125.
Hour=9, Sec=3510, ControlIter=1, Element=Regulator.vreg2_a, Action= CHANGED -2 TAPS TO 1.01875.
Hour=9, Sec=3510, ControlIter=2, Element=Regulator.vreg3_a, Action= CHANGED -1 TAPS TO 1.0625.
Hour=9, Sec=3510, ControlIter=3, Element=Regulator.vreg2_a, Action= CHANGED 1 TAPS TO 1.025.
Hour=9, Sec=3510, ControlIter=4, Element=Regulator.vreg2_a, Action= CHANGED 1 TAPS TO 1.03125.
Hour=9, Sec=3540, ControlIter=1, Element=Regulator.vreg2_b, Action= CHANGED 1 TAPS TO 1.01875.
Hour=10, Sec=0, ControlIter=1, Element=Regulator.vreg4_b, Action= CHANGED 1 TAPS TO 1.05.
Hour=10, Sec=0, ControlIter=1, Element=Regulator.vreg3_b, Action= CHANGED 1 TAPS TO 1.04375.
Hour=10, Sec=0, ControlIter=1, Element=Regulator.vreg3_a, Action= CHANGED 1 TAPS TO 1.06875.
Hour=10, Sec=0, ControlIter=1, Element=Regulator.vreg2_b, Action= CHANGED 1 TAPS TO 1.025.
Hour=10, Sec=0, ControlIter=1, Element=Regulator.vreg2_a, Action= CHANGED 2 TAPS TO 1.04375.
Hour=10, Sec=30, ControlIter=1, Element=Capacitor.capbank2c, Action=**ARMED**, DELAY= 252 SEC
Hour=10, Sec=30, ControlIter=1, Element=Regulator.vreg4_b, Action= CHANGED 2 TAPS TO 1.0625.
Hour=10, Sec=30, ControlIter=1, Element=Regulator.vreg4_a, Action= CHANGED 2 TAPS TO 1.05625.
Hour=10, Sec=30, ControlIter=1, Element=Regulator.vreg3_b, Action= CHANGED 2 TAPS TO 1.05625.
Hour=10, Sec=30, ControlIter=1, Element=Regulator.vreg3_a, Action= CHANGED 3 TAPS TO 1.0875.
Hour=10, Sec=30, ControlIter=1, Element=Regulator.vreg2_b, Action= CHANGED 2 TAPS TO 1.0375.
Hour=10, Sec=30, ControlIter=1, Element=Regulator.vreg2_a, Action= CHANGED 4 TAPS TO 1.06875.
Hour=10, Sec=30, ControlIter=2, Element=Regulator.vreg4_c, Action= CHANGED 1 TAPS TO 1.03125.
Hour=10, Sec=30, ControlIter=2, Element=Regulator.vreg4_a, Action= CHANGED 1 TAPS TO 1.0625.
Hour=10, Sec=30, ControlIter=2, Element=Regulator.vreg2_c, Action= CHANGED 1 TAPS TO 1.0125.
Hour=10, Sec=30, ControlIter=2, Element=Regulator.vreg2_b, Action= CHANGED -1 TAPS TO 1.03125.
Hour=10, Sec=30, ControlIter=2, Element=Regulator.vreg2_a, Action= CHANGED -2 TAPS TO 1.05625.
Hour=10, Sec=30, ControlIter=3, Element=Capacitor.capbank2c, Action=**CLOSED**
Hour=10, Sec=30, ControlIter=4, Element=Regulator.vreg4_c, Action= CHANGED -1 TAPS TO 1.025.
Hour=10, Sec=30, ControlIter=4, Element=Regulator.vreg2_c, Action= CHANGED -1 TAPS TO 1.00625.
Hour=10, Sec=30, ControlIter=5, Element=Regulator.vreg3_a, Action= CHANGED 1 TAPS TO 1.09375.
Hour=10, Sec=30, ControlIter=6, Element=Regulator.vreg2_a, Action= CHANGED -1 TAPS TO 1.05.
Hour=10, Sec=90, ControlIter=1, Element=Capacitor.capbank2c, Action=**ARMED**, DELAY= 102 SEC
Hour=10, Sec=90, ControlIter=1, Element=Regulator.vreg4_a, Action= CHANGED -1 TAPS TO 1.05625.
Hour=10, Sec=90, ControlIter=1, Element=Regulator.vreg3_a, Action= CHANGED -1 TAPS TO 1.0875.
Hour=10, Sec=90, ControlIter=1, Element=Regulator.vreg2_b, Action= CHANGED -1 TAPS TO 1.025.
Hour=10, Sec=90, ControlIter=1, Element=Regulator.vreg2_a, Action= CHANGED -2 TAPS TO 1.0375.
Hour=10, Sec=90, ControlIter=2, Element=Capacitor.capbank2c, Action=**OPENED**
Hour=10, Sec=90, ControlIter=3, Element=Regulator.vreg3_b, Action= CHANGED -1 TAPS TO 1.05.
Hour=10, Sec=90, ControlIter=3, Element=Regulator.vreg2_b, Action= CHANGED -1 TAPS TO 1.01875.
Hour=10, Sec=120, ControlIter=1, Element=Capacitor.capbank2c, Action=**ARMED**, DELAY= 372 SEC
Hour=10, Sec=120, ControlIter=1, Element=Regulator.vreg4_c, Action= CHANGED 1 TAPS TO 1.03125.
Hour=10, Sec=120, ControlIter=1, Element=Regulator.vreg2_c, Action= CHANGED 1 TAPS TO 1.0125.
Hour=10, Sec=120, ControlIter=1, Element=Regulator.vreg2_b, Action= CHANGED 2 TAPS TO 1.03125.
Hour=10, Sec=120, ControlIter=1, Element=Regulator.vreg2_a, Action= CHANGED 1 TAPS TO 1.04375.
Hour=10, Sec=120, ControlIter=2, Element=Capacitor.capbank2c, Action=**CLOSED**
Hour=10, Sec=120, ControlIter=3, Element=Regulator.vreg4_c, Action= CHANGED -1 TAPS TO 1.025.
Hour=10, Sec=120, ControlIter=3, Element=Regulator.vreg2_c, Action= CHANGED -1 TAPS TO 1.00625.
Hour=10, Sec=150, ControlIter=1, Element=Regulator.vreg4_a, Action= CHANGED 1 TAPS TO 1.0625.
Hour=10, Sec=150, ControlIter=1, Element=Regulator.vreg3_b, Action= CHANGED 1 TAPS TO 1.05625.
Hour=10, Sec=150, ControlIter=1, Element=Regulator.vreg3_a, Action= CHANGED 1 TAPS TO 1.09375.
Hour=10, Sec=150, ControlIter=1, Element=Regulator.vreg2_a, Action= CHANGED 1 TAPS TO 1.05.
Hour=10, Sec=240, ControlIter=1, Element=Capacitor.capbank2c, Action=**ARMED**, DELAY= 102 SEC
Hour=10, Sec=240, ControlIter=1, Element=Regulator.vreg4_a, Action= CHANGED -1 TAPS TO 1.05625.
Hour=10, Sec=240, ControlIter=1, Element=Regulator.vreg3_b, Action= CHANGED -1 TAPS TO 1.05.
Hour=10, Sec=240, ControlIter=1, Element=Regulator.vreg3_a, Action= CHANGED -1 TAPS TO 1.0875.
Hour=10, Sec=240, ControlIter=1, Element=Regulator.vreg2_b, Action= CHANGED -1 TAPS TO 1.025.
Hour=10, Sec=240, ControlIter=1, Element=Regulator.vreg2_a, Action= CHANGED -2 TAPS TO 1.0375.
Hour=10, Sec=240, ControlIter=2, Element=Capacitor.capbank2c, Action=**OPENED**
Hour=10, Sec=240, ControlIter=3, Element=Regulator.vreg3_a, Action= CHANGED -1 TAPS TO 1.08125.
Hour=10, Sec=270, ControlIter=1, Element=Regulator.vreg4_b, Action= CHANGED -1 TAPS TO 1.05625.
Hour=10, Sec=360, ControlIter=1, Element=Regulator.vreg4_b, Action= CHANGED -1 TAPS TO 1.05.
Hour=10, Sec=360, ControlIter=1, Element=Regulator.vreg4_a, Action= CHANGED -1 TAPS TO 1.05.
Hour=10, Sec=360, ControlIter=1, Element=Regulator.vreg3_b, Action= CHANGED -1 TAPS TO 1.04375.
Hour=10, Sec=360, ControlIter=1, Element=Regulator.vreg3_a, Action= CHANGED -1 TAPS TO 1.075.
Hour=10, Sec=360, ControlIter=1, Element=Regulator.vreg2_b, Action= CHANGED -1 TAPS TO 1.01875.
Hour=10, Sec=360, ControlIter=1, Element=Regulator.vreg2_a, Action= CHANGED -1 TAPS TO 1.03125.
Hour=10, Sec=390, ControlIter=1, Element=Regulator.vreg4_b, Action= CHANGED -2 TAPS TO 1.0375.
Hour=10, Sec=390, ControlIter=1, Element=Regulator.vreg4_a, Action= CHANGED -2 TAPS TO 1.0375.
Hour=10, Sec=390, ControlIter=1, Element=Regulator.vreg3_b, Action= CHANGED -1 TAPS TO 1.0375.
Hour=10, Sec=390, ControlIter=1, Element=Regulator.vreg3_a, Action= CHANGED -2 TAPS TO 1.0625.
Hour=10, Sec=390, ControlIter=1, Element=Regulator.vreg2_b, Action= CHANGED -1 TAPS TO 1.0125.
Hour=10, Sec=390, ControlIter=1, Element=Regulator.vreg2_a, Action= CHANGED -2 TAPS TO 1.01875.
Hour=10, Sec=390, ControlIter=2, Element=Regulator.vreg2_a, Action= CHANGED 1 TAPS TO 1.025.
Hour=10, Sec=420, ControlIter=1, Element=Regulator.vreg4_a, Action= CHANGED -1 TAPS TO 1.03125.
Hour=10, Sec=420, ControlIter=1, Element=Regulator.vreg3_b, Action= CHANGED -1 TAPS TO 1.03125.
Hour=10, Sec=420, ControlIter=1, Element=Regulator.vreg3_a, Action= CHANGED -1 TAPS TO 1.05625.
Hour=10, Sec=480, ControlIter=1, Element=Regulator.vreg4_b, Action= CHANGED -1 TAPS TO 1.03125.
Hour=10, Sec=480, ControlIter=1, Element=Regulator.vreg3_a, Action= CHANGED -1 TAPS TO 1.05.
Hour=10, Sec=660, ControlIter=1, Element=Regulator.vreg4_b, Action= CHANGED 1 TAPS TO 1.0375.
Hour=10, Sec=660, ControlIter=1, Element=Regulator.vreg4_a, Action= CHANGED 1 TAPS TO 1.0375.
Hour=10, Sec=660, ControlIter=1, Element=Regulator.vreg3_a, Action= CHANGED 2 TAPS TO 1.0625.
Hour=10, Sec=660, ControlIter=1, Element=Regulator.vreg2_b, Action= CHANGED 2 TAPS TO 1.025.
Hour=10, Sec=660, ControlIter=1, Element=Regulator.vreg2_a, Action= CHANGED 3 TAPS TO 1.04375.
Hour=10, Sec=690, ControlIter=1, Element=Regulator.vreg3_a, Action= CHANGED -1 TAPS TO 1.05625.
Hour=10, Sec=690, ControlIter=1, Element=Regulator.vreg2_a, Action= CHANGED -2 TAPS TO 1.03125.
Hour=10, Sec=720, ControlIter=1, Element=Regulator.vreg4_b, Action= CHANGED -1 TAPS TO 1.03125.
Hour=10, Sec=720, ControlIter=1, Element=Regulator.vreg4_a, Action= CHANGED -1 TAPS TO 1.03125.
Hour=10, Sec=720, ControlIter=1, Element=Regulator.vreg3_a, Action= CHANGED -1 TAPS TO 1.05.
Hour=10, Sec=720, ControlIter=1, Element=Regulator.vreg2_b, Action= CHANGED -1 TAPS TO 1.01875.
Hour=10, Sec=720, ControlIter=1, Element=Regulator.vreg2_a, Action= CHANGED -1 TAPS TO 1.025.
Hour=10, Sec=1080, ControlIter=1, Element=Regulator.vreg2_a, Action= CHANGED 1 TAPS TO 1.03125.
Hour=10, Sec=1290, ControlIter=1, Element=Regulator.vreg4_b, Action= CHANGED 2 TAPS TO 1.04375.
Hour=10, Sec=1290, ControlIter=1, Element=Regulator.vreg4_a, Action= CHANGED 2 TAPS TO 1.04375.
Hour=10, Sec=1290, ControlIter=1, Element=Regulator.vreg3_b, Action= CHANGED 1 TAPS TO 1.0375.
Hour=10, Sec=1290, ControlIter=1, Element=Regulator.vreg3_a, Action= CHANGED 2 TAPS TO 1.0625.
Hour=10, Sec=1290, ControlIter=1, Element=Regulator.vreg2_b, Action= CHANGED 2 TAPS TO 1.03125.
Hour=10, Sec=1290, ControlIter=1, Element=Regulator.vreg2_a, Action= CHANGED 3 TAPS TO 1.05.
Hour=10, Sec=1320, ControlIter=1, Element=Regulator.vreg3_a, Action= CHANGED 1 TAPS TO 1.06875.
Hour=10, Sec=1350, ControlIter=1, Element=Regulator.vreg2_a, Action= CHANGED -2 TAPS TO 1.0375.
Hour=10, Sec=1380, ControlIter=1, Element=Regulator.vreg2_a, Action= CHANGED 1 TAPS TO 1.04375.
Hour=10, Sec=1410, ControlIter=1, Element=Regulator.vreg4_b, Action= CHANGED 1 TAPS TO 1.05.
Hour=10, Sec=1410, ControlIter=1, Element=Regulator.vreg3_b, Action= CHANGED 1 TAPS TO 1.04375.
Hour=10, Sec=1410, ControlIter=1, Element=Regulator.vreg3_a, Action= CHANGED 1 TAPS TO 1.075.
Hour=10, Sec=1440, ControlIter=1, Element=Capacitor.capbank2c, Action=**ARMED**, DELAY= 102 SEC
Hour=10, Sec=1440, ControlIter=1, Element=Regulator.vreg4_c, Action= CHANGED 1 TAPS TO 1.03125.
Hour=10, Sec=1440, ControlIter=1, Element=Regulator.vreg4_b, Action= CHANGED 2 TAPS TO 1.0625.
Hour=10, Sec=1440, ControlIter=1, Element=Regulator.vreg4_a, Action= CHANGED 2 TAPS TO 1.05625.
Hour=10, Sec=1440, ControlIter=1, Element=Regulator.vreg3_b, Action= CHANGED 2 TAPS TO 1.05625.
Hour=10, Sec=1440, ControlIter=1, Element=Regulator.vreg3_a, Action= CHANGED 2 TAPS TO 1.0875.
Hour=10, Sec=1440, ControlIter=1, Element=Regulator.vreg2_b, Action= CHANGED 1 TAPS TO 1.0375.
Hour=10, Sec=1440, ControlIter=1, Element=Regulator.vreg2_a, Action= CHANGED 3 TAPS TO 1.0625.
Hour=10, Sec=1440, ControlIter=2, Element=Regulator.vreg4_a, Action= CHANGED 1 TAPS TO 1.0625.
Hour=10, Sec=1440, ControlIter=2, Element=Regulator.vreg3_a, Action= CHANGED 1 TAPS TO 1.09375.
Hour=10, Sec=1440, ControlIter=2, Element=Regulator.vreg2_c, Action= CHANGED 1 TAPS TO 1.0125.
Hour=10, Sec=1440, ControlIter=3, Element=Regulator.vreg2_a, Action= CHANGED -1 TAPS TO 1.05625.
Hour=10, Sec=1440, ControlIter=4, Element=Regulator.vreg2_a, Action= CHANGED -1 TAPS TO 1.05.
Hour=10, Sec=1440, ControlIter=5, Element=Capacitor.capbank2c, Action=**CLOSED**
Hour=10, Sec=1440, ControlIter=6, Element=Regulator.vreg4_c, Action= CHANGED -1 TAPS TO 1.025.
Hour=10, Sec=1440, ControlIter=6, Element=Regulator.vreg2_c, Action= CHANGED -1 TAPS TO 1.00625.
Hour=10, Sec=1470, ControlIter=1, Element=Regulator.vreg4_b, Action= CHANGED 1 TAPS TO 1.06875.
Hour=10, Sec=1470, ControlIter=1, Element=Regulator.vreg4_a, Action= CHANGED 1 TAPS TO 1.06875.
Hour=10, Sec=1470, ControlIter=1, Element=Regulator.vreg3_b, Action= CHANGED 1 TAPS TO 1.0625.
Hour=10, Sec=1470, ControlIter=1, Element=Regulator.vreg3_a, Action= CHANGED 1 TAPS TO 1.1.
Hour=10, Sec=1980, ControlIter=1, Element=Regulator.vreg4_b, Action= CHANGED 1 TAPS TO 1.075.
Hour=10, Sec=2160, ControlIter=1, Element=Regulator.vreg2_b, Action= CHANGED -1 TAPS TO 1.03125.
Hour=10, Sec=3210, ControlIter=1, Element=Regulator.vreg4_b, Action= CHANGED -1 TAPS TO 1.06875.
Hour=10, Sec=3210, ControlIter=1, Element=Regulator.vreg2_b, Action= CHANGED -1 TAPS TO 1.025.
Hour=10, Sec=3210, ControlIter=1, Element=Regulator.vreg2_a, Action= CHANGED -1 TAPS TO 1.04375.
Hour=10, Sec=3270, ControlIter=1, Element=Capacitor.capbank2c, Action=**ARMED**, DELAY= 102 SEC
Hour=10, Sec=3270, ControlIter=1, Element=Regulator.vreg4_b, Action= CHANGED -2 TAPS TO 1.05625.
Hour=10, Sec=3270, ControlIter=1, Element=Regulator.vreg4_a, Action= CHANGED -2 TAPS TO 1.05625.
Hour=10, Sec=3270, ControlIter=1, Element=Regulator.vreg3_b, Action= CHANGED -2 TAPS TO 1.05.
Hour=10, Sec=3270, ControlIter=1, Element=Regulator.vreg3_a, Action= CHANGED -2 TAPS TO 1.0875.
Hour=10, Sec=3270, ControlIter=1, Element=Regulator.vreg2_b, Action= CHANGED -2 TAPS TO 1.0125.
Hour=10, Sec=3270, ControlIter=1, Element=Regulator.vreg2_a, Action= CHANGED -3 TAPS TO 1.025.
Hour=10, Sec=3270, ControlIter=2, Element=Regulator.vreg3_a, Action= CHANGED -1 TAPS TO 1.08125.
Hour=10, Sec=3270, ControlIter=2, Element=Regulator.vreg2_b, Action= CHANGED 1 TAPS TO 1.01875.
Hour=10, Sec=3270, ControlIter=3, Element=Regulator.vreg2_a, Action= CHANGED 1 TAPS TO 1.03125.
Hour=10, Sec=3270, ControlIter=4, Element=Capacitor.capbank2c, Action=**OPENED**
Hour=10, Sec=3300, ControlIter=1, Element=Regulator.vreg4_b, Action= CHANGED -1 TAPS TO 1.05.
Hour=10, Sec=3300, ControlIter=1, Element=Regulator.vreg4_a, Action= CHANGED -2 TAPS TO 1.04375.
Hour=10, Sec=3300, ControlIter=1, Element=Regulator.vreg3_b, Action= CHANGED -1 TAPS TO 1.04375.
Hour=10, Sec=3300, ControlIter=1, Element=Regulator.vreg3_a, Action= CHANGED -2 TAPS TO 1.06875.
Hour=10, Sec=3300, ControlIter=1, Element=Regulator.vreg2_b, Action= CHANGED -1 TAPS TO 1.0125.
Hour=10, Sec=3300, ControlIter=1, Element=Regulator.vreg2_a, Action= CHANGED -1 TAPS TO 1.025.
Hour=10, Sec=3300, ControlIter=2, Element=Regulator.vreg2_a, Action= CHANGED 1 TAPS TO 1.03125.
Hour=10, Sec=3360, ControlIter=1, Element=Regulator.vreg4_b, Action= CHANGED -1 TAPS TO 1.04375.
Hour=10, Sec=3540, ControlIter=1, Element=Regulator.vreg2_b, Action= CHANGED 1 TAPS TO 1.01875.
Hour=10, Sec=3540, ControlIter=1, Element=Regulator.vreg2_a, Action= CHANGED 1 TAPS TO 1.0375.
Hour=11, Sec=0, ControlIter=1, Element=Regulator.vreg4_b, Action= CHANGED 1 TAPS TO 1.05.
Hour=11, Sec=0, ControlIter=1, Element=Regulator.vreg4_a, Action= CHANGED 1 TAPS TO 1.05.
Hour=11, Sec=0, ControlIter=1, Element=Regulator.vreg3_a, Action= CHANGED 2 TAPS TO 1.08125.
Hour=11, Sec=0, ControlIter=1, Element=Regulator.vreg2_b, Action= CHANGED 1 TAPS TO 1.025.
Hour=11, Sec=0, ControlIter=1, Element=Regulator.vreg2_a, Action= CHANGED 2 TAPS TO 1.05.
Hour=11, Sec=0, ControlIter=2, Element=Regulator.vreg4_b, Action= CHANGED 1 TAPS TO 1.05625.
Hour=11, Sec=0, ControlIter=2, Element=Regulator.vreg2_b, Action= CHANGED 1 TAPS TO 1.03125.
Hour=11, Sec=30, ControlIter=1, Element=Regulator.vreg2_a, Action= CHANGED -1 TAPS TO 1.04375.
Hour=11, Sec=60, ControlIter=1, Element=Regulator.vreg4_b, Action= CHANGED -1 TAPS TO 1.05.
Hour=11, Sec=60, ControlIter=1, Element=Regulator.vreg3_a, Action= CHANGED -1 TAPS TO 1.075.
Hour=11, Sec=60, ControlIter=1, Element=Regulator.vreg2_b, Action= CHANGED -1 TAPS TO 1.025.
Hour=11, Sec=60, ControlIter=1, Element=Regulator.vreg2_a, Action= CHANGED -2 TAPS TO 1.03125.
Hour=11, Sec=540, ControlIter=1, Element=Regulator.vreg2_a, Action= CHANGED 1 TAPS TO 1.0375.
Hour=11, Sec=660, ControlIter=1, Element=Regulator.vreg4_b, Action= CHANGED 1 TAPS TO 1.05625.
Hour=11, Sec=660, ControlIter=1, Element=Regulator.vreg4_a, Action= CHANGED 1 TAPS TO 1.05625.
Hour=11, Sec=660, ControlIter=1, Element=Regulator.vreg3_b, Action= CHANGED 1 TAPS TO 1.05.
Hour=11, Sec=660, ControlIter=1, Element=Regulator.vreg3_a, Action= CHANGED 2 TAPS TO 1.0875.
Hour=11, Sec=660, ControlIter=1, Element=Regulator.vreg2_b, Action= CHANGED 1 TAPS TO 1.03125.
Hour=11, Sec=660, ControlIter=1, Element=Regulator.vreg2_a, Action= CHANGED 2 TAPS TO 1.05.
Hour=11, Sec=660, ControlIter=2, Element=Capacitor.capbank2c, Action=**ARMED**, DELAY= 102 SEC
Hour=11, Sec=660, ControlIter=2, Element=Regulator.vreg4_c, Action= CHANGED 1 TAPS TO 1.03125.
Hour=11, Sec=660, ControlIter=2, Element=Regulator.vreg2_c, Action= CHANGED 1 TAPS TO 1.0125.
Hour=11, Sec=660, ControlIter=3, Element=Capacitor.capbank2c, Action=**RESET**
Hour=11, Sec=690, ControlIter=1, Element=Regulator.vreg3_a, Action= CHANGED -1 TAPS TO 1.08125.
Hour=11, Sec=690, ControlIter=1, Element=Regulator.vreg2_a, Action= CHANGED -2 TAPS TO 1.0375.
Hour=11, Sec=690, ControlIter=2, Element=Regulator.vreg2_b, Action= CHANGED -1 TAPS TO 1.025.
Hour=11, Sec=780, ControlIter=1, Element=Capacitor.capbank2c, Action=**ARMED**, DELAY= 102 SEC
Hour=11, Sec=780, ControlIter=1, Element=Regulator.vreg4_b, Action= CHANGED 1 TAPS TO 1.0625.
Hour=11, Sec=780, ControlIter=1, Element=Regulator.vreg4_a, Action= CHANGED 1 TAPS TO 1.0625.
Hour=11, Sec=780, ControlIter=1, Element=Regulator.vreg3_b, Action= CHANGED 1 TAPS TO 1.05625.
Hour=11, Sec=780, ControlIter=1, Element=Regulator.vreg3_a, Action= CHANGED 2 TAPS TO 1.09375.
Hour=11, Sec=780, ControlIter=1, Element=Regulator.vreg2_b, Action= CHANGED 1 TAPS TO 1.03125.
Hour=11, Sec=780, ControlIter=1, Element=Regulator.vreg2_a, Action= CHANGED 2 TAPS TO 1.05.
Hour=11, Sec=780, ControlIter=2, Element=Capacitor.capbank2c, Action=**CLOSED**
Hour=11, Sec=780, ControlIter=3, Element=Regulator.vreg4_c, Action= CHANGED -1 TAPS TO 1.025.
Hour=11, Sec=780, ControlIter=3, Element=Regulator.vreg2_c, Action= CHANGED -1 TAPS TO 1.00625.
Hour=11, Sec=810, ControlIter=1, Element=Regulator.vreg4_b, Action= CHANGED 1 TAPS TO 1.06875.
Hour=11, Sec=810, ControlIter=1, Element=Regulator.vreg4_a, Action= CHANGED 1 TAPS TO 1.06875.
Hour=11, Sec=840, ControlIter=1, Element=Regulator.vreg4_b, Action= CHANGED 1 TAPS TO 1.075.
Hour=11, Sec=840, ControlIter=1, Element=Regulator.vreg3_b, Action= CHANGED 1 TAPS TO 1.0625.
Hour=11, Sec=840, ControlIter=1, Element=Regulator.vreg3_a, Action= CHANGED 1 TAPS TO 1.1.
Hour=11, Sec=840, ControlIter=1, Element=Regulator.vreg2_b, Action= CHANGED 1 TAPS TO 1.0375.
Hour=11, Sec=840, ControlIter=1, Element=Regulator.vreg2_a, Action= CHANGED 1 TAPS TO 1.05625.
Hour=11, Sec=930, ControlIter=1, Element=Regulator.vreg2_b, Action= CHANGED -1 TAPS TO 1.03125.
Hour=11, Sec=960, ControlIter=1, Element=Regulator.vreg2_a, Action= CHANGED -1 TAPS TO 1.05.
Hour=11, Sec=1080, ControlIter=1, Element=Regulator.vreg3_a, Action= CHANGED 1 TAPS TO 1.1.
Hour=11, Sec=1320, ControlIter=1, Element=Regulator.vreg2_a, Action= CHANGED -1 TAPS TO 1.04375.
Hour=11, Sec=1380, ControlIter=1, Element=Regulator.vreg4_b, Action= CHANGED -2 TAPS TO 1.0625.
Hour=11, Sec=1380, ControlIter=1, Element=Regulator.vreg4_a, Action= CHANGED -1 TAPS TO 1.0625.
Hour=11, Sec=1380, ControlIter=1, Element=Regulator.vreg3_b, Action= CHANGED -1 TAPS TO 1.05625.
Hour=11, Sec=1380, ControlIter=1, Element=Regulator.vreg3_a, Action= CHANGED -2 TAPS TO 1.0875.
Hour=11, Sec=1380, ControlIter=1, Element=Regulator.vreg2_b, Action= CHANGED -2 TAPS TO 1.01875.
Hour=11, Sec=1380, ControlIter=1, Element=Regulator.vreg2_a, Action= CHANGED -2 TAPS TO 1.03125.
Hour=11, Sec=1380, ControlIter=2, Element=Regulator.vreg2_a, Action= CHANGED 1 TAPS TO 1.0375.
Hour=11, Sec=1410, ControlIter=1, Element=Capacitor.capbank2c, Action=**ARMED**, DELAY= 102 SEC
Hour=11, Sec=1410, ControlIter=1, Element=Capacitor.capbank2c, Action=**OPENED**
Hour=11, Sec=1410, ControlIter=2, Element=Regulator.vreg2_c, Action= CHANGED 1 TAPS TO 1.0125.
Hour=11, Sec=1470, ControlIter=1, Element=Capacitor.capbank2c, Action=**ARMED**, DELAY= 342 SEC
Hour=11, Sec=1470, ControlIter=1, Element=Regulator.vreg4_c, Action= CHANGED 1 TAPS TO 1.03125.
Hour=11, Sec=1470, ControlIter=1, Element=Regulator.vreg2_a, Action= CHANGED 1 TAPS TO 1.04375.
Hour=11, Sec=1470, ControlIter=2, Element=Capacitor.capbank2c, Action=**CLOSED**
Hour=11, Sec=1470, ControlIter=3, Element=Regulator.vreg4_c, Action= CHANGED -1 TAPS TO 1.025.
Hour=11, Sec=1470, ControlIter=3, Element=Regulator.vreg2_c, Action= CHANGED -1 TAPS TO 1.00625.
Hour=11, Sec=1470, ControlIter=3, Element=Regulator.vreg2_b, Action= CHANGED 1 TAPS TO 1.025.
Hour=11, Sec=1500, ControlIter=1, Element=Regulator.vreg3_a, Action= CHANGED 1 TAPS TO 1.09375.
Hour=11, Sec=1500, ControlIter=1, Element=Regulator.vreg2_a, Action= CHANGED 1 TAPS TO 1.05.
Hour=11, Sec=1530, ControlIter=1, Element=Regulator.vreg4_b, Action= CHANGED 1 TAPS TO 1.06875.
Hour=11, Sec=1530, ControlIter=1, Element=Regulator.vreg4_a, Action= CHANGED 1 TAPS TO 1.06875.
Hour=11, Sec=1530, ControlIter=1, Element=Regulator.vreg3_b, Action= CHANGED 1 TAPS TO 1.0625.
Hour=11, Sec=1530, ControlIter=1, Element=Regulator.vreg3_a, Action= CHANGED 1 TAPS TO 1.1.
Hour=11, Sec=1530, ControlIter=1, Element=Regulator.vreg2_b, Action= CHANGED 1 TAPS TO 1.03125.
Hour=11, Sec=1530, ControlIter=1, Element=Regulator.vreg2_a, Action= CHANGED 1 TAPS TO 1.05625.
Hour=11, Sec=1560, ControlIter=1, Element=Regulator.vreg2_a, Action= CHANGED -1 TAPS TO 1.05.
Hour=11, Sec=1590, ControlIter=1, Element=Regulator.vreg2_a, Action= CHANGED -1 TAPS TO 1.04375.
Hour=11, Sec=1620, ControlIter=1, Element=Regulator.vreg2_b, Action= CHANGED -1 TAPS TO 1.025.
Hour=11, Sec=1650, ControlIter=1, Element=Regulator.vreg4_a, Action= CHANGED -1 TAPS TO 1.0625.
Hour=11, Sec=1650, ControlIter=1, Element=Regulator.vreg3_b, Action= CHANGED -1 TAPS TO 1.05625.
Hour=11, Sec=1650, ControlIter=1, Element=Regulator.vreg3_a, Action= CHANGED -1 TAPS TO 1.09375.
Hour=11, Sec=1650, ControlIter=1, Element=Regulator.vreg2_b, Action= CHANGED -1 TAPS TO 1.01875.
Hour=11, Sec=1650, ControlIter=1, Element=Regulator.vreg2_a, Action= CHANGED -2 TAPS TO 1.03125.
Hour=11, Sec=1680, ControlIter=1, Element=Regulator.vreg4_b, Action= CHANGED -1 TAPS TO 1.0625.
Hour=11, Sec=2070, ControlIter=1, Element=Regulator.vreg2_a, Action= CHANGED 1 TAPS TO 1.0375.
Hour=11, Sec=2100, ControlIter=1, Element=Regulator.vreg2_b, Action= CHANGED 1 TAPS TO 1.025.
Hour=11, Sec=2310, ControlIter=1, Element=Regulator.vreg2_a, Action= CHANGED 1 TAPS TO 1.04375.
Hour=11, Sec=2400, ControlIter=1, Element=Regulator.vreg4_b, Action= CHANGED 1 TAPS TO 1.06875.
Hour=11, Sec=2400, ControlIter=1, Element=Regulator.vreg2_b, Action= CHANGED 1 TAPS TO 1.03125.
Hour=11, Sec=2400, ControlIter=1, Element=Regulator.vreg2_a, Action= CHANGED 1 TAPS TO 1.05.
Hour=11, Sec=2460, ControlIter=1, Element=Regulator.vreg4_b, Action= CHANGED 1 TAPS TO 1.075.
Hour=11, Sec=2460, ControlIter=1, Element=Regulator.vreg4_a, Action= CHANGED 1 TAPS TO 1.06875.
Hour=11, Sec=2460, ControlIter=1, Element=Regulator.vreg3_b, Action= CHANGED 1 TAPS TO 1.0625.
Hour=11, Sec=2460, ControlIter=1, Element=Regulator.vreg3_a, Action= CHANGED 1 TAPS TO 1.1.
Hour=11, Sec=2460, ControlIter=1, Element=Regulator.vreg2_b, Action= CHANGED 1 TAPS TO 1.0375.
Hour=11, Sec=2460, ControlIter=1, Element=Regulator.vreg2_a, Action= CHANGED 1 TAPS TO 1.05625.
Hour=11, Sec=2850, ControlIter=1, Element=Regulator.vreg4_a, Action= CHANGED 1 TAPS TO 1.075.
Hour=12, Sec=1200, ControlIter=1, Element=Regulator.vreg2_a, Action= CHANGED 1 TAPS TO 1.0625.
Hour=12, Sec=1350, ControlIter=1, Element=Regulator.vreg3_b, Action= CHANGED 1 TAPS TO 1.06875.